## Published Standards
|  | Ministry of Power |  |  | Generated On: Sep 19, 2026 03:53 PM
Sl# | Standard Number | Date of Publish | Title | Type of Standard | Degree of Equivalence
1 | IS 302 (Part 2/Sec 24):2026 | 28 Aug 2026 | Household and Similar Electrical Appliances - Safety Part 2 Particular Requirements Section 24 Refrigerating Appliances, Ice-Cream Appliances and Ice-Makers (IEC 60335-2-24 : 2025, MOD) (First Revision) | Safety Standard | Modified/Technically Equivalent
2 | IS 19762:2026 | 06 Jul 2026 | Interconnection and Interoperability of Inverter-Based Resources (IBRs) Interconnecting with Associated Transmission Electric Power Systems | Code of Practice | Modified/Technically Equivalent
3 | IS/IEC 60136:2024 | 09 Jun 2026 | Dimensions marking and testing of carbon brushes and dimensions of brush-holders for electrical machinery | Code of Practice | Identical under single numbering
4 | IS 1944:2026 | 09 Jun 2026 | Code of Practice for Road and Tunnel Lighting (Second Revision) | Code of Practice | Indigenous
5 | IS 16805:2026 | 26 May 2026 | Secondary Cells and Batteries Containing Alkaline or Other Non-Acid Electrolytes Safety Requirements for Secondary Lithium Cells and Batteries For Use in Industrial Applications (First Revision) | Process Specification | Identical under dual numbering
6 | IS 16893 (Part 1):2026 | 26 May 2026 | Secondary Lithium-Ion Cells for the Propulsion of Electric Road Vehicles Part 1 Performance Testing (First Revision) | Methods of Tests | Identical under dual numbering
7 | IS 16893 (Part 2):2026 | 26 May 2026 | Secondary Lithium-Ion Cells for the Propulsion of Electric Road Vehicles Part 2 Reliability and Abuse Testing (First Revision) | Methods of Tests | Identical under dual numbering
8 | IS 16893 (Part 3):2026 | 26 May 2026 | Secondary Lithium-Ion Cells for the Propulsion of Electric Road Vehicles Part 3 Safety Requirements First Revision | Product Specification | Identical under dual numbering
9 | IS 16724:2026 | 26 May 2026 | Explosive atmospheres — Electrical installation design, selection and installation of equipment, including initial inspection | Safety Standard | Modified/Technically Equivalent
10 | IS 19636:2026 | 26 May 2026 | Renewable Energy Power Forecasting Technology | Code of Practice | Identical under dual numbering
11 | IS 12615:2026 | 21 Apr 2026 | Line Operated Three Phase ac Motors IE CODE Efficiency Classes and Performance Specification | Product Specification | Modified/Technically Equivalent
12 | IS 17900 (Part 3/Sec 2):2025 | 21 Apr 2026 | LIFTS FOR THE TRANSPORT OF PERSONS AND GOODS PART 3: SPECIFICATIONS FOR PLANNING AND SELECTION : Section 2: Goods Automobile Lift | Code of Practice | Indigenous
13 | IS 16463 (Part 10):2026 | 30 Mar 2026 | Low-Voltage Surge Protective Devices - Part 32: Surge Protective Devices Connected to the dc Side of Photovoltaic Installations - Selection and Application Principles | Code of Practice | Identical under dual numbering
14 | IS 16463 (Part 31):2026 | 30 Mar 2026 | Low-Voltage Surge Protective Devices Part 31: Requirements and Test Methods for SPDs for Photovoltaic Installations | Code of Practice | Identical under dual numbering
15 | IS 12556:2026 | 30 Mar 2026 | Binary Direct Voltage Signals for Process Measurement and Control Systems-Specification (First Revision) | Others | Identical under dual numbering
16 | IS 8572:2025 | 30 Mar 2026 | Paper - Covered flexible / stranded copper conductors for transformer leads - Specification | Product Specification | Indigenous
17 | IS 7391 (Part 1):2026 | 23 Mar 2026 | Cotton Covered Copper Conductors — Specification Part 1 Round Conductors | Product Specification | Indigenous
18 | IS 7391 (Part 2):2026 | 23 Mar 2026 | Cotton Covered Copper Conductors — Specification Part 2 Rectangular Conductors | Product Specification | Indigenous
19 | IS 19761:2026 | 23 Mar 2026 | Power installations exceeding 1 kV a.c. and 1.5 kV d.c. Part 0 Principles to be observed in the design and erection of high voltage installations- Safety of high voltage installations | Code of Practice | Identical under dual numbering
20 | IS 16463 (Part 22):2026 | 23 Mar 2026 | Low-Voltage Surge Protective Devices - Part 22: Surge Protective Devices Connected to Telecommunications and Signalling Networks - Selection and Application Principles | Code of Practice | Identical under dual numbering
21 | IS/IEC 61936 (Part 2):2023 | 23 Mar 2026 | Power Installations Exceeding 1 kV a.c. and 1.5 kV d.c. Part 2 d.c. (First Revision) | Code of Practice | Identical under single numbering
22 | IS/IEC 61400 (Part 5):2020 | 20 Mar 2026 | Wind energy generation systems Part 5: Wind turbine blades | Code of Practice | Identical under single numbering
23 | IS/IEC 61400 (Part 6):2020 | 20 Mar 2026 | Wind energy generation systems Part 6: Tower and foundation design requirements | Code of Practice | Identical under single numbering
24 | IS/IEC 61400 (Part 3/Sec 1):2019 | 20 Mar 2026 | Wind energy generation systems Part 3 Design Requirements Section 1 Fixed Offshore Wind Turbines | Code of Practice | Identical under single numbering
25 | IS/IEC 62314:2022 | 20 Mar 2026 | Solid-State Relays - Safety Requirements (First Revision) | Product Specification | Identical under single numbering
26 | IS/IEC 61812 (Part 1):2023 | 20 Mar 2026 | Time Relays and Coupling Relays for Industrial and Residential Use Part 1 Requirements and Tests (First Revision) | Product Specification | Identical under dual numbering
27 | IS 9708:2026 | 20 Mar 2026 | Overhead lines Requirements and tests for aeolian vibration dampers | Product Specification | Identical under dual numbering
28 | IS/IEC 60773:2021 | 20 Mar 2026 | Rotating electrical machines — Test methods and apparatus for the measurement of the operational characteristics of brushes | Code of Practice | Identical under single numbering
29 | IS 19635:2026 | 17 Mar 2026 | Grid Integration of Renewable Energy Generation Terms and Definitions | Terminology | Identical under dual numbering
30 | IS 19637:2026 | 17 Mar 2026 | Grid code compliance assessment methods for grid connection of wind and PV Power plants | Methods of Tests | Identical under dual numbering
31 | IS 19691:2026 | 06 Mar 2026 | Lighting systems Characteristics for selected outdoor applications | System Standard | Identical under dual numbering
32 | IS 19589:2026 | 05 Mar 2026 | Plant Layout and Optimal Process for Production of Biomass Pellets — Guidelines | Code of Practice | Indigenous
33 | IS 19558 (Part 2):2026 | 27 Feb 2026 | Energy Audits Part 2 Guidance for Conducting an Energy Audit using ISO 50002-1 in Buildings | Code of Practice | Identical under dual numbering
34 | IS 12360:2026 | 27 Feb 2026 | VOLTAGE BANDS FOR ELECTRICAL INSTALLATIONS INCLUDING PREFERRED VOLTAGE AND FREQUENCY | Code of Practice | Modified/Technically Equivalent
35 | IS 19558 (Part 1):2026 | 18 Feb 2026 | Energy Audits Part 1 General Requirements with Guidance for use (First Revision) | Others | Identical under dual numbering
36 | IS 19558 (Part 3):2026 | 18 Feb 2026 | Energy Audits Part 3 Guidance for Conducting an Energy Audit using ISO 50002-1 in Processes | Others | Identical under dual numbering
37 | IS 16784:2026 | 18 Feb 2026 | INSULATORS FOR OVERHEAD LINES COMPOSITE SUSPENSION AND TENSION INSULATORS WITH a.c. VOLTAGE GREATER THAN 1 000 V AND d.c. VOLTAGE GREATER THAN 1 500 V DEFINITIONS TEST METHODS AND ACCEPTANCE CRITERIA (First Revision) | Others | Identical under dual numbering
38 | IS 17900 (Part 5):2026 | 04 Feb 2026 | LIFTS FOR THE TRANSPORT OF PERSONS AND GOODS : PART 5 GUIDE FOR INSPECTION OF LIFTS | Code of Practice | Indigenous
39 | IS 10322 (Part 1):2026 | 02 Feb 2026 | Luminaires Part 1 General Requirements and Tests (second revision) | Product Specification | Identical under dual numbering
40 | IS 16102 (Part 1):2026 | 02 Feb 2026 | Self-Ballasted LED Lamps for General Lighting Services Part 1 Safety Requirements (First Revision) | Product Specification | Modified/Technically Equivalent
41 | IS 16102 (Part 2):2026 | 02 Feb 2026 | Self-Ballasted LED Lamps for General Lighting Services Part 2 Performance Requirements Second Revision | Product Specification | Modified/Technically Equivalent
42 | IS 16614 (Part 1):2026 | 02 Feb 2026 | Double-Capped LED Linear Lamps Part 1 Safety Requirements (First Revision) | Product Specification | Modified/Technically Equivalent
43 | IS 17900 (Part 11):2025 | 15 Dec 2025 | LIFTS FOR THE TRANSPORT OF PERSONS AND GOODS PART 11: SAFETY NORMS FOR EXISTING LIFTS RISK ASSESSMENT AND RISK REDUCTION | Safety Standard | Indigenous
44 | IS 15086 (Part 8):2025 | 09 Dec 2025 | Surge arresters: Part 8 metal oxide surge arresters with external series gap EGLA for overhead transmission and distribution lines of ac systems above 1 kv | Product Specification | Identical under dual numbering
45 | IS 13925 (Part 1):2025 | 09 Dec 2025 | SHUNT CAPACITORS FOR AC POWER SYSTEMS HAVING A RATED VOLTAGE ABOVE 1 000 V PART 1: GENERAL Second Revision | Product Specification | Identical under dual numbering
46 | IS 13925 (Part 2):2025 | 09 Dec 2025 | SHUNT CAPACITORS FOR AC POWER SYSTEMS HAVING A RATED VOLTAGE ABOVE 1 000 V PART 2: ENDURANCE TESTING Second Revision | Methods of Tests | Identical under dual numbering
47 | IS 13925 (Part 3):2025 | 09 Dec 2025 | SHUNT CAPACITORS FOR AC POWER SYSTEMS HAVING A RATED VOLTAGE ABOVE 1 000 V PART 3: PROTECTION OF SHUNT CAPACITORS AND SHUNT CAPACITOR BANKS First Revision | Code of Practice | Identical under dual numbering
48 | IS 13925 (Part 4):2025 | 09 Dec 2025 | SHUNT CAPACITORS FOR AC POWER SYSTEMS HAVING A RATED VOLTAGE ABOVE 1 000 V PART 4: INTERNAL FUSES First Revision | Product Specification | Identical under dual numbering
49 | IS/IEC 62896:2024 | 09 Dec 2025 | HYBRID INSULATORS FOR ac AND dc FOR HIGH-VOLTAGE APPLICATIONS GREATER THAN 1 000 V ac AND 1 500 V dc DEFINITIONS TEST METHODS AND ACCEPTANCE CRITERIA First Revision | Others | Identical under single numbering
50 | IS 17900 (Part 10):2025 | 05 Dec 2025 | Lifts for The Transport of Persons and Goods PART 10 Replacement of Existing Passenger and Goods Passenger Lifts in Existing Buildings | Code of Practice | Indigenous
51 | IS/IEC 62477 (Part 1):2022 | 26 Nov 2025 | Safety requirements for power electronic converter systems and equipment Part 1 General | Product Specification | Identical under single numbering
52 | IS/IEC 62477 (Part 2):2018 | 26 Nov 2025 | Safety requirements for power electronic converter systems and equipment Part 2 Power electronic converters from 1 000 V a.c or 1 500 V d.c up to 36 kV a.c or 54 kV d.c. | Product Specification | Identical under single numbering
53 | IS/IEC 60034 (Part 27/Sec 2):2023 | 25 Nov 2025 | Rotating electrical machines Part 27 Winding insulation of rotating electrical machines Section 2 On-line partial discharge measurements on the stator winding insulation | Methods of Tests | Identical under single numbering
54 | IS/IEC 60034 (Part 27/Sec 3):2015 | 25 Nov 2025 | Rotating electrical machines Part 27 Winding insulation of rotating electrical machines Section 3 Dielectric dissipation factor measurement on stator winding insulation of rotating electrical machines | Methods of Tests | Identical under single numbering
55 | IS/IEC 60034 (Part 30/Sec 3):2024 | 24 Nov 2025 | Rotating electrical machines Part 30 Efficiency classes Section 3 High voltage a.c. motors IE-code | Product Specification | Identical under single numbering
56 | IS 17900 (Part 4):2025 | 24 Nov 2025 | Lifts for the Transport of Persons and Goods Part 4 Specifications for Control Devices Buttons Signals Indicators and Other Fittings | Code of Practice | Indigenous
57 | IS 17900 (Part 7/Sec 1):2025 | 20 Nov 2025 | Lift for the Transport of Person and Goods Part 7 Lifts for Special Applications Section 1 Lifts Used Under-Construction Buildings | Code of Practice | Indigenous
58 | IS 17900 (Part 7/Sec 4):2025 | 17 Nov 2025 | Lifts for the Transport of Persons and Goods Part 7 Lifts for Special Applications Section 4 Requirements of Lifts for Persons with Disabilities | Product Specification | Indigenous
59 | IS 17900 (Part 7/Sec 2):2025 | 17 Nov 2025 | IS 17900: LIFTS FOR THE TRANSPORT OF PERSONS AND GOODS: PART 7: LIFTS FOR SPECIAL APPLICATIONS: SECTION 2: RACK AND PINION LIFTS USED IN UNDER-CONSTRUCTION BUILDINGS | Product Specification | Indigenous
60 | IS 15959 (Part 2):2016 | 17 Nov 2025 | Data Exchange for Electricity Meter Reading, Tariff and Load Control - Companion Specification: Part 2 Smart Meter Amendment No. 3 | - | Indigenous
61 | IS 15959 (Part 3):2017 | 17 Nov 2025 | Data Exchange for Electricity Meter Reading, Tariff and Load Control - Companion Specification: Part 3 Smart Meter (Transformer Operated kWh and kVARh, Class 0.2 S, 0.5 S and 1.0 S) Amendment No. 1 | - | Indigenous
62 | IS 17900 (Part 7/Sec 6):2025 | 17 Nov 2025 | LIFTS FOR TRANSPORT OF PERSONS AND GOODS IS 17900 PART 7 SECTION 6 OCCUPANT EVACUATION LIFTS SPECIFICATION | Code of Practice | Indigenous
63 | SP 72:2025 | 10 Oct 2025 | National Lighting Code of India 2025 | Code of Practice | Indigenous
64 | IS 9968 (Part 1):2025 | 05 Aug 2025 | Elastomer Insulated Cables - Specification Part 1 for Working Voltages up to and including 1100 volts (Second Revision) | Product Specification | Indigenous
65 | IS 15787:2025 | 24 Mar 2025 | Switched Socket-Outlets without Interlock for Fixed Installations- Particular Requirements ( First Revision ) | Product Specification | Indigenous
66 | IS 3854:2023 | 06 Dec 2023 | Switches for Domestic and Similar Purposes - Specification (Third Revision) Amendment - 1 | Product Specification | Indigenous
67 | IS 4239:2023 | 27 Jun 2023 | Bevel protractors -- Specification (second revision) | Product Specification | Indigenous
68 | IS 9203 (Part 2):2023 | 20 Jun 2023 | FRICTION ROLLERS FOR MINE HAULAGE TRACKS SPECIFICATION PART 2 PARALLEL ROLLERS First Revision of IS 9203 Part 2 | Product Specification | Indigenous
69 | IS 18069 (Part 2):2023 | 16 Jun 2023 | Reference neutron radiations Part 2: Calibration fundamentals of radiation protection devices related to the basic quantities characterizing the radiation field | Methods of Tests | Identical under dual numbering
70 | IS 18070:2023 | 16 Jun 2023 | Reference radiation fields for radiation protection - Definitions and fundamental concepts | Methods of Tests | Identical under dual numbering
71 | IS 1448 (Part 193):2023 | 05 Jun 2023 | Methods of test for petroleum and its products Part Determination of the dropping point of grease with an automatic apparatus | Methods of Tests | Identical under dual numbering
72 | IS 1448 (Part 89):2023 | 02 Jun 2023 | Methods of test for petroleum and its products Part 89 Test for thermal stability of lubricating greases | Methods of Tests | Indigenous
73 | IS 2027:2023 | 02 Jun 2023 | ASSEMBLY TOOLS FOR SCREWS AND NUTS WRENCH AND SOCKET OPENINGS TOLERANCES FOR GENERAL USE | Product Specification | Not Equivalent
74 | IS 18246:2023 | 02 Jun 2023 | Ready Idli Batter - Specification | Product Specification | Indigenous
75 | IS 18253:2023 | 02 Jun 2023 | Ready Dosa Batter - Specification | Product Specification | Indigenous
76 | IS 18269:2023 | 02 Jun 2023 | Ready Dal Vada Batter - Specification | Product Specification | Indigenous
77 | IS 18188:2023 | 31 May 2023 | SERVICE ACTIVITIES RELATING TO DRINKING WATER SUPPLY WASTEWATER AND STORMWATER SYSTEMS VOCABULARY | Service Specification | Indigenous
78 | IS 18195:2023 | 31 May 2023 | Methi Trigonella foenum-graecum L Seed for use in Traditional Medicine Specification | Product Specification | Indigenous
79 | IS 18057 (Part 6):2023 | 17 May 2023 | Woodworking Machines Safety Part 6: Single Spindle Vertical Moulding Machines Toupies | Safety Standard | Identical under dual numbering
80 | IS 16923 (Part 3):2023 | 15 May 2023 | THERMOCOUPLES - PART 3: EXTENSION AND COMPENSATING CABLES - TOLERANCES AND IDENTIFICATION SYSTEM | Product Specification | Identical under dual numbering
81 | IS 2032 (Part 19):2023 | 12 May 2023 | Graphical symbols used in electrotechnology: Part 19 electrical equipment in medical practice (First Revision) | Code of Practice | Identical under dual numbering
82 | IS 2848:2023 | 12 May 2023 | INDUSTRIAL PLATINUM RESISTANCE THERMOMETERS AND PLATINUM TEMPERATURE SENSORS | Product Specification | Identical under dual numbering
83 | IS/ISO/IEC 23736 (Part 1):2020 | 11 May 2023 | Information technology Digital publishing EPUB 3.0.1 Part 1: Overview | Others | Identical under single numbering
84 | IS 15635 (Part 10):2023 | 08 May 2023 | Geometrical product specifications (GPS) - Acceptance and reverification tests for coordinate measuring systems (CMS): Part 10 Laser trackers | Methods of Tests | Identical under dual numbering
85 | IS 15843 (Part 2):2023 | 08 May 2023 | SNOWBOARDS BINDING MOUNTING AREA PART 2: REQUIREMENTS AND TEST METHODS FOR SNOWBOARDS WITH INSERTS First revision | Product Specification | Indigenous
86 | IS 9366:2023 | 08 May 2023 | QUINALPHOS GRANULES SPECIFICATION | Product Specification | Indigenous
87 | IS 16197 (Part 3/Sec 2):2023 | 27 Apr 2023 | Determination of Certain Substances in Electrotechnical Products Part 3 Screening Section 2 Fluorine, Bromine and Chlorine in Polymer and Electronics by Combustion - Ion Chromatography C-IC Heating Devices Using Blankets, Pads or Mattresses and Intended for Heating in Medical Use ( First Revision ) | Others | Identical under dual numbering
88 | IS 18159:2023 | 24 Apr 2023 | Online Leakage Sealing Systems Code of Practise | Code of Practice | Indigenous
89 | IS/ISO 31030:2021 | 24 Apr 2023 | Travel risk management Guidance for organizations | Others | Identical under single numbering
90 | IS 3661:2023 | 24 Apr 2023 | Bulk Milk Cooling Tanks — Specification (second revision ) | Product Specification | Indigenous
91 | IS 7696:2023 | 24 Apr 2023 | Para-cresyl Methyl Ether Second Revision of IS 7696 | Product Specification | Indigenous
92 | IS 14534:2023 | 24 Apr 2023 | Plastics - Recovery and recycling of plastics waste - Guidelines (Second Revision) | Code of Practice | Indigenous
93 | IS 10931:2023 | 22 Apr 2023 | Lauric Acid - Specification (first revision of IS 10931) | Product Specification | Indigenous
94 | IS 12029:2023 | 22 Apr 2023 | Acid Oil - Specification (first revision of IS 12029) | Product Specification | Indigenous
95 | IS 12067:2023 | 22 Apr 2023 | Palm fatty acids - Specification (first revision of IS 12067) | Product Specification | Indigenous
96 | IS 12361:2023 | 22 Apr 2023 | Partially Hydrogenated Rice Bran Fatty Acids - Specification (first revision of IS 12361) | Product Specification | Indigenous
97 | IS 18162:2023 | 21 Apr 2023 | Textiles - Light Weight Jute Sacking Bags for Packing 50 kg Pulses and Soyabean - Specification | Product Specification | Indigenous
98 | IS 9859 (Part 2):2023 | 05 Apr 2023 | Installation and Maintenance of Outdoor Power Line Carrier Equipment - Code of Practice Part 2 Coupling Devices ( First Revision ) | Code of Practice | Indigenous
99 | IS 16204:2023 | 05 Apr 2023 | Rubber and plastics hoses and hose assemblies — Vocabulary (First Revision) | Product Specification | Identical under dual numbering
100 | IS 247:2023 | 03 Apr 2023 | SODIUM SULPHITE, ANHYDROUS â”€ SPECIFICATION (Fifth Revision) | Product Specification | Indigenous
101 | IS 17219 (Part 4):2023 | 03 Mar 2023 | Tools for Pressing Gas Springs Part 4 Gas Springs with Increased Spring Force and Same Built Height | Product Specification | Identical under dual numbering
102 | IS 9316 (Part 1):2023 | 03 Feb 2023 | METHODS OF TEST FOR RUBBER LATEX PART 1 DETERMINATION OF SURFACE TENSION RL : 1 ISO 1409:2020 IDT | Methods of Tests | Identical under dual numbering
103 | IS 6293:2023 | 02 Feb 2023 | Assembly tools for screws and nuts Nomenclature Fourth Revision | Terminology | Identical under dual numbering
104 | IS 5459:2023 | 02 Feb 2023 | BASEBALL SPECIFICATION | Product Specification | Indigenous
105 | IS 18066 (Part 12):2023 | 01 Feb 2023 | Measurement of radioactivity in the environment - Air : radon-222 : Part 12 Determination of the diffusion coefficient in waterproof materials: membrane one-side activity concentration measurement method | Methods of Tests | Identical under dual numbering
106 | IS 15596 (Part 10):2023 | 27 Jan 2023 | Sound System Equipment Part 10: Peak Programme Level Meters | Product Specification | Identical under dual numbering
107 | IS/ISO 22315:2014 | 27 Jan 2023 | Societal Security Mass Evacuation Guidelines for planning | Others | Identical under single numbering
108 | IS/ISO 41014:2020 | 11 Jan 2023 | Facility management - Development of a facility management strategy | Others | Identical under single numbering
109 | IS/IEC 60862 (Part 1):2015 | 11 Jan 2023 | Surface acoustic wave SAW filters of assessed quality Part 1: Generic specification | Product Specification | Identical under single numbering
110 | IS 9382:2022 | 31 Dec 2022 | Methods for testing tar and bituminous materials - Determination of effect of heat and air by thin film oven test | Methods of Tests | Indigenous
111 | IS 18092:2022 | 22 Dec 2022 | Yashti Glycyrrhiza glabra L Stolon and Root for use in Traditional Medicine Specifications | Product Specification | Indigenous
112 | IS/ISO 22915 (Part 20):2008 | 22 Dec 2022 | INDUSTRIAL TRUCKS VERIFICATION OF STABILITY PART 20: ADDITIONAL STABILITY TEST FOR TRUCKS OPERATING IN THE SPECIAL CONDITION OF OFFSET LOAD OFFSET BY UTILIZATION | Methods of Tests | Identical under dual numbering
113 | IS 18051:2022 | 22 Dec 2022 | Material declaration for products of and for the electrotechnical industry | Others | Identical under dual numbering
114 | IS 8824 (Part 1):2022 | 30 Nov 2022 | Electrical Moisture Meters — Specification : Part 1 Food Grains, Seeds and Flour (First Revision) | Product Specification | Indigenous
115 | IS/IEC/TS 61850 (Part 2):2019 | 30 Nov 2022 | Communication Networks and Systems in substations Part 2 Glossary | Terminology | Identical under single numbering
116 | IS 14173 (Part 2):2022 | 30 Nov 2022 | Identification cards Identification of issuers Part 2: Application and registration procedures | Product Specification | Identical under dual numbering
117 | IS 17973:2022 | 30 Nov 2022 | Plastics Determination of Aerobic Biodegradation of Non-Floating Plastic Materials in A SeawaterSediment Interface Method by Analysis of Evolved Carbon Dioxide | Methods of Tests | Identical under dual numbering
118 | IS 17998:2022 | 30 Nov 2022 | Plastics Determination of the Aerobic Biodegradation of Non-Floating Materials Exposed To Marine Sediment Method by Analysis of Evolved Carbon Dioxide | Methods of Tests | Identical under dual numbering
119 | IS/ISO 16322 (Part 3):2021 | 30 Nov 2022 | Textiles - Determination of spirality after laundering Part 3 Woven and knitted garments (first revision) | Methods of Tests | Identical under single numbering
120 | IS 10583:2022 | 31 Oct 2022 | Textile Auxiliaries - Sodium Alginate - Specification (First Revision) | Product Specification | Indigenous
121 | IS 17929 (Part 1):2022 | 31 Oct 2022 | Fibre ropes for offshore station keeping Part 1: General specification | Product Specification | Identical under dual numbering
122 | IS/ISO 5009:2022 | 31 Oct 2022 | Financial services- Official organizational roles- Scheme for official organizational roles | Service Specification | Identical under single numbering
123 | IS 13360 (Part 5/Sec 3):2022 | 31 Oct 2022 | PLASTICS METHOD OF TESTING PART 5 MECHANICAL PROPERTIES SECTION 3 DETERMINATION OF TENSILE PROPERTIES TEST CONDITIONS FOR FILMS AND SHEETS | Methods of Tests | Identical under dual numbering
124 | IS 7423:2022 | 31 Oct 2022 | Continuous mechanical handling equipment Apron conveyors Design rules (First Revision) | Dimensions | Identical under dual numbering
125 | IS 11382:2022 | 31 Oct 2022 | End-suction centrifugal pumps Dimensions of cavities for mechanical seals and for soft packing | Dimensions | Identical under dual numbering
126 | IS/ISO 23897:2020 | 30 Sep 2022 | Financial services Unique transaction identifier UTI | Service Specification | Identical under single numbering
127 | IS/ISO 5116 (Part 2):2021 | 30 Sep 2022 | Improving transparency in financial and business reporting Harmonization topics - Part 2: Guidelines for data point modelling | Service Specification | Identical under single numbering
128 | IS 5485:2022 | 30 Sep 2022 | Textiles - Cotton Yarn Waste - Specification (second revision) | Product Specification | Indigenous
129 | IS 8244:2022 | 30 Sep 2022 | Vacuum Gauges - Calibration by Direct Comparison with a Reference Gauge (first revision) | Code of Practice | Identical under dual numbering
130 | IS 15475 (Part 4):2022 | 30 Sep 2022 | CODE OF RECOMMENDED PRACTICE FOR AMUSEMENT RIDES SAFETY PART 4 SELECTION TRAINING AND SUPERVISION OF OPERATORS | Code of Practice | Indigenous
131 | IS 15475 (Part 5):2022 | 30 Sep 2022 | CODE OF RECOMMENDED PRACTICE FOR AMUSEMENT RIDES SAFETY PART 5 OPERATION AND MAINTENANCE PROCEDURES | Code of Practice | -
132 | IS 17912:2022 | 31 Aug 2022 | Guidelines on Supply Chain of Onions | Service Specification | Indigenous
133 | IS/ISO 12097 (Part 3):2002 | 31 Aug 2022 | ROAD VEHICLES AIRBAG COMPONENTS PART 3: TESTING OF INFLATOR ASSEMBLIES | Methods of Tests | Identical under single numbering
134 | IS/IEC 61557 (Part 2):2019 | 31 Jul 2022 | Electrical Safety in Low Voltage Distribution Systems Up to 1 000 V a.c. and 1 500 V d.c. - Equipment for Testing, Measuring or Monitoring of Protective Measures Part 2 Insulation Resistance ( First Revision ) | Methods of Tests | Identical under single numbering
135 | IS/IEC 60068 (Part 2/Sec 83):2011 | 31 Jul 2022 | Environmental testing Part 2 Tests Section 83 Test Tf: Solderability testing of electronic components for surface mounting devices SMD by the wetting balance method using solder paste | Methods of Tests | Identical under single numbering
136 | IS 16978 (Part 1):2022 | 31 Jul 2022 | Glass in Building - Forced-Entry Security Glazing Part 1 Test and Classification by Repetitive Ball Drop (First Revision) | Methods of Tests | Identical under dual numbering
137 | IS 17118 (Part 3):2022 | 31 Jul 2022 | INDOOR AIR PART: 3: DETERMINATION OF FORMALDEHYDE AND OTHER CARBONYL COMPOUNDS IN INDOOR AIR AND TEST CHAMBER AIR ACTIVE SAMPLING METHOD | Methods of Tests | Identical under dual numbering
138 | IS/ISO 10434:2020 | 31 Jul 2022 | Bolted Bonnet Steel Gate Valves for the Petroleum, Petrochemical and Allied Industries | Product Specification | Identical under single numbering
139 | IS 61400 (Part 25/Sec 71):2019 | 31 Jul 2022 | Wind energy generation systems - Part 25-71: Communications for monitoring and control of wind power plants - Configuration description language | Code of Practice | Identical under single numbering
140 | IS 3400 (Part 10/Sec 2):2022 | 31 Jul 2022 | METHODS OF TEST FOR RUBBER, VULCANIZED OR THERMOPLASTIC PART 10 COMPRESSION SET SECTION 2 AT LOW TEMPERATURES ( Third Revision ) | Methods of Tests | Identical under dual numbering
141 | IS 17885 (Part 1):2022 | 31 Jul 2022 | Automation systems and integration Digital twin framework for manufacturing Part 1: Overview and general principles | Code of Practice | Identical under dual numbering
142 | IS 1604:2022 | 20 Jul 2022 | Aviation gasoline - Specification (fifth revision) | Product Specification | Indigenous
143 | IS 11891:2022 | 30 Jun 2022 | LUBRICATION AND OIL SEAL SYSTEM FOR DYNAMIC COMPRESSORS-SPECIFICATION (First Revision) | Product Specification | Indigenous
144 | IS 8008:2022 | 30 Jun 2022 | Injection Moulded/Machined Polyethylene Fittings for Water Supply - Specification ( Second Revision ) | Product Specification | Not Equivalent
145 | IS 8360:2022 | 30 Jun 2022 | Fabricated Polyethylene Fittings for Water Supply - Specification (First Revision) | Product Specification | Not Equivalent
146 | IS 17896 (Part 1):2022 | 30 Jun 2022 | Electric vehicle battery swap system - Part 1: General and Guidance | Code of Practice | Identical under dual numbering
147 | IS 17896 (Part 2):2022 | 30 Jun 2022 | Electric vehicle battery swap system - Part 2: Safety requirements | Safety Standard | Identical under dual numbering
148 | IS 17855:2022 | 31 May 2022 | Electrically propelled road vehicles - Test specification for lithium-ion traction battery packs and systems - Part 4: Performance testing | Methods of Tests | Identical under dual numbering
149 | IS/ISO 56000:2020 | 31 May 2022 | Innovation management - Fundamentals and vocabulary | Terminology | Identical under single numbering
150 | IS/ISO 56005:2020 | 31 May 2022 | Innovation Management- Tools and Methods for intellectual property management- Guidance | Others | Identical under single numbering
151 | IS 3600 (Part 1):2022 | 10 May 2022 | Method of testing fusion welded joints and weld metal in steel Part 1 Destructive tests on welds in metallic materials - Tensile test on cruciform and lapped joints (Third revision of IS 3600 (Part 1)) | Methods of Tests | Identical under dual numbering
152 | IS 3199:2022 | 30 Apr 2022 | Textile machinery and accessories Weaving preparatory machines and weaving looms Definition of left and right sides first revision | Terminology | Indigenous
153 | IS 3683:2022 | 30 Apr 2022 | Textile machinery and accessories Drop wires for warp stop motions Specification third revision | Product Specification | Indigenous
154 | IS 4420:2022 | 30 Apr 2022 | Methods for determination of conductivity of aqueous and organic extracts of textile materials first revision of IS 4420 | Methods of Tests | Indigenous
155 | IS 11059:2022 | 30 Apr 2022 | Textile machinery and accessories Cylindrical tubes for open-end spinning Specification first revision | Product Specification | Indigenous
156 | IS/ISO 17088:2021 | 30 Apr 2022 | Compostable plastics - Specification (Second Revision) | Product Specification | Identical under single numbering
157 | IS 17870:2022 | 30 Apr 2022 | COMMERCIAL PRESSURE COOKER SPECIFICATION | Product Specification | Indigenous
158 | IS 2600 (Part 7):2022 | 30 Apr 2022 | METHODS OF CHEMICAL ANALYSIS OF ZINC AND ZINC BASE ALLOYS FOR DIE CASTINGS PART 7 : DETERMINATION OF ALUMINIUM BY TITRIMETRIC METHOD (First Revision) | - | -
159 | IS/IEC 60068 (Part 2/Sec 6):2007 | 30 Apr 2022 | Environmental Testing Part 2 Tests Section 6 Test Fc: Vibration sinusoidal | Methods of Tests | Identical under single numbering
160 | IS 17264:2022 | 30 Apr 2022 | Textiles - Polyester industrial yarn - Specification (first revision) | Product Specification | Indigenous
161 | IS 17572:2022 | 30 Apr 2022 | BWP GRADE BAMBOO MAT-VENNER COMPOSITE BOARD - SPECIFICATION | - | -
162 | IS 12623:2022 | 31 Mar 2022 | Leather Bovine Wet Blue - Specification First Revision | Product Specification | Modified/Technically Equivalent
163 | IS 17826:2022 | 28 Feb 2022 | Sensory analysis Methodology Duo-trio Test | Methods of Tests | Identical under dual numbering
164 | IS 17769:2022 | 28 Feb 2022 | Health informatics Requirements for Electronic prescriptions | Others | Identical under dual numbering
165 | IS 17770:2022 | 28 Feb 2022 | Health informatics Medication management Concepts and definitions | Others | Identical under dual numbering
166 | IS 4972 (Part 1):2022 | 28 Feb 2022 | Resistance Spot Welding Part 1 Electrode Holders - Taper Fixing 1:10 (First Revision of IS 4972) | Dimensions | Identical under dual numbering
167 | IS/IEC 60073:2002 | 28 Feb 2022 | Basic and safety principles for man-machine interface marking and identification - Coding principles for indicators and actuators | Code of Practice | Identical under single numbering
168 | IS 60335 (Part 2/Sec 34):2021 | 28 Feb 2022 | Household and similar electrical appliances Safety Part 2-34: Particular requirements for motor-compressors | Product Specification | Identical under single numbering
169 | IS/ISO 18871:2015 | 31 Jan 2022 | Method of determining coalbed methane content | Methods of Tests | Identical under single numbering
170 | IS/ISO 20671:2019 | 31 Jan 2022 | Brand Evaluation - Principles and Fundamentals | Others | Identical under single numbering
171 | IS/ISO 29991:2020 | 31 Jan 2022 | Language-learning services Requirements | Service Specification | Identical under single numbering
172 | IS/ISO/IEC/TR 24028:2020 | 31 Jan 2022 | Information Technology - Artificial Intelligence - Overview of Trustworthiness in Artificial Intelligence | Others | Identical under single numbering
173 | IS/ISO 23412:2020 | 31 Jan 2022 | Indirect temperature-controlled refrigerated delivery services Land transport of parcels with intermediate transfer | Service Specification | Identical under single numbering
174 | IS 3025 (Part 24/Sec 1):2022 | 31 Jan 2022 | Methods of Sampling and Test (Physical and Chemical) for Water and Waste Water Part 24 Sulphates Section 1 Gravimetric and Turbidity Methods (Second Revision) | Methods of Tests | Indigenous
175 | IS 17737 (Part 3):2021 | 31 Dec 2021 | Mobile Device Security Part 3: Security Levels | Product Specification | Indigenous
176 | IS 15109 (Part 1):2021 | 31 Dec 2021 | DETERMINATION OF THE EFFECTS OF POLLUTANTS ON SOIL FLORA - PART 1: METHOD FOR THE MEASUREMENT OF INHIBITION OF ROOT GROWTH First Revision | Methods of Tests | Identical under dual numbering
177 | IS 17441 (Part 1):2021 | 31 Dec 2021 | Calcined Alumina - Specification IS 17441 Part 1 Non-Metallurgical Grade | Product Specification | Indigenous
178 | IS/ISO 29992:2018 | 31 Dec 2021 | Assessment of outcomes of learning services Guidance | Service Specification | Identical under single numbering
179 | IS 13435 (Part 1):2021 | 31 Dec 2021 | Acrylic Based Polymer Waterproofinng Material - Method of Tests: Part 1 Determination of Solid Content (First Revision) | Methods of Tests | Indigenous
180 | IS/ISO/IEC 30107 (Part 1):2016 | 31 Dec 2021 | Information technology Biometric presentation attack detection Part 1: Framework | Others | Identical under single numbering
181 | IS/ISO 37301:2021 | 31 Dec 2021 | Compliance Management Systems - Requirements with guidance for use | Others | Identical under single numbering
182 | IS 1885 (Part 50):2021 | 31 Dec 2021 | Electrotechnical Vocabulary Part 371 Telecontrol | Terminology | Identical under dual numbering
183 | IS 16858:2021 | 31 Dec 2021 | CRANES TRAINING OF SLINGERS AND SIGNALLERS | Others | Identical under dual numbering
184 | IS 17017 : Part 24 : 2021 | 30 Nov 2021 | Electric Vehicle Conductive Charging System Part 24 : Digital Communication between a DC Electric Vehicle Supply Equipment and an Electric Vehicle for control of DC Charging | Others | Modified/Technically Equivalent
185 | IS 1448 (Part 188):2021 | 30 Nov 2021 | PETROLEUM PRODUCTS AND LUBRICANTS DETERMINATION OF ACID OR BASE NUMBER COLOUR-INDICATOR TITRATION METHOD | Methods of Tests | Identical under dual numbering
186 | IS 17649:2021 | 30 Nov 2021 | Sticker Bindi | Product Specification | Indigenous
187 | IS 17691 (Part 1):2021 | 30 Nov 2021 | ROBOTICS SAFETY DESIGN FOR INDUSTRIAL ROBOT SYSTEMS PART 1: END-EFFECTORS | Safety Standard | Identical under single numbering
188 | IS 17691 (Part 2):2021 | 30 Nov 2021 | ROBOTICS SAFETY DESIGN FOR INDUSTRIAL ROBOT SYSTEMS PART 2: MANUAL LOADUNLOAD STATIONS | Safety Standard | Identical under single numbering
189 | IS 17657:2021 | 30 Nov 2021 | Textile floor coverings - Methods for determination of mass | Methods of Tests | Identical under dual numbering
190 | IS 10718:2021 | 30 Nov 2021 | Geometrical product specifications (GPS) — Dimensioning and tolerancing — Cones (Second Revision) | Others | Identical under dual numbering
191 | IS 6900:2021 | 31 Oct 2021 | Textiles - Proofed nylon leno fabric - Specification (first revision) | Product Specification | Indigenous
192 | IS 15130 (Part 3):2021 | 31 Oct 2021 | NATURAL GAS DETERMINATION OF COMPOSITION AND ASSOCIATED UNCERTAINTY BY GAS CHROMATOGRAPHY PART 3: PRECISION AND BIAS | Methods of Tests | Identical under dual numbering
193 | IS/IEC 61076 (Part 4/Sec 100):2001 | 30 Sep 2021 | Connectors for electronic equipment Part 4-100: Printed board connectors with assessed quality Detail specification for two-part connector modules having a grid of 2.5 mm for printed boards and backplanes | Product Specification | Identical under single numbering
194 | IS/ISO 13408 (Part 2):2018 | 30 Sep 2021 | Aseptic processing of health care products Part 2 Sterilizing filtration | Code of Practice | Identical under single numbering
195 | IS/ISO 16103:2005 | 30 Sep 2021 | Packaging Transport packaging for dangerous goods Recycled plastics material | Methods of Tests | Identical under dual numbering
196 | IS 17615 (Part 1):2021 | 30 Sep 2021 | Measurement of ride quality : Part 1 Lifts elevators | Others | Identical under dual numbering
197 | IS/ISO 20754:2018 | 30 Sep 2021 | Textiles - Man-made fibres - Determination of shape factors in cross section | Methods of Tests | Identical under single numbering
198 | IS/ISO 81060 (Part 2):2018 | 30 Sep 2021 | Non-invasive sphygmomanometers - Part 2: Clinical investigation of intermittent automated measurement type | Methods of Tests | Identical under single numbering
199 | IS 16596:2021 | 30 Sep 2021 | Information and documentation -- International Standard Recording Code ISRC First Revision | Others | Identical under dual numbering
200 | IS 14607:2021 | 30 Sep 2021 | Ships and marine technology - Pipework and machinery - Information transfer | Product Specification | Identical under dual numbering
201 | IS/ISO 3826 (Part 1):2019 | 30 Sep 2021 | Plastics collapsible containers for human blood and blood components Part 1 Conventional containers First Revision | Product Specification | Identical under single numbering
202 | IS 16249 (Part 1):2021 | 30 Sep 2021 | Gas Analysis Preparation of Calibration Gas Mixtures Using Dynamic Methods Part 1 General Aspects | Methods of Tests | Identical under dual numbering
203 | IS/IEC 62351 (Part 8):2020 | 31 Aug 2021 | Power systems management and associated information exchange Data and communications security Part 8: Role-based access control for power system management | Code of Practice | Identical under single numbering
204 | IS 17658:2021 | 31 Aug 2021 | Polyvinyl chloride (pvc) homopolymers - Specification | Product Specification | Indigenous
205 | IS 7298:2021 | 31 Aug 2021 | Textiles - Cotton Webbing Proofed and Unproofed - Specification (first revision) | Product Specification | Indigenous
206 | IS 7776:2021 | 31 Aug 2021 | Textiles - Silk webbing - Specification (first revision) | Product Specification | Indigenous
207 | IS/ISO/IEC 10373 (Part 7):2019 | 31 Aug 2021 | Cards and security devices for personal identification Test methods Part 7: Contactless vicinity objects First Revision (First Revision) | Product Specification | Identical under single numbering
208 | IS 11330:2021 | 31 Aug 2021 | Refrigeration Oil Separator General Specification Construction Requirements and Testing | Product Specification | Indigenous
209 | IS 13360 (Part 8/Sec 13):2021 | 31 Aug 2021 | Plastics Methods Of Testing Part 8 Permanence chemical Properties Section 13 Determination of Changes in Colour and Variations in Properties After Exposure to Daylight Under Glass Natural Weathering or Laboratory Light Sources First Revision of IS 1 | Methods of Tests | Identical under dual numbering
210 | IS 1153:2021 | 30 Jun 2021 | Temporary Corrosion Preventives Hard Film Solvent Deposited | Product Specification | Indigenous
211 | IS 6519:2021 | 30 Jun 2021 | CODE OF PRACTICE FOR SELECTION CARE AND REPAIR OF SAFETY PROTECTIVE AND OCCUPATIONAL FOOTWEAR First Revision | Code of Practice | Indigenous
212 | IS 17378:2021 | 30 Jun 2021 | Test method for determination of major elements in ash from coal and coke by flame atomic absorption spectroscopic method | Methods of Tests | Indigenous
213 | IS 4159:2021 | 31 May 2021 | Mineral Filled Sheathed Heating Elements | Product Specification | Indigenous
214 | IS 15530:2021 | 30 Apr 2021 | Conveyor Chains Attachments and Sprockets (First Revision) | Product Specification | Identical under dual numbering
215 | IS 13572 (Part 1):2021 | 30 Apr 2021 | Cranes Crane operating manual Part 1: General | Safety Standard | Identical under dual numbering
216 | IS 16814:2021 | 30 Apr 2021 | SAFETY OF MACHINERY SAFETY DISTANCES TO PREVENT HAZARD ZONES BEING REACHED BY UPPER AND LOWER LIMBS | Safety Standard | Identical under dual numbering
217 | IS 17535:2021 | 30 Apr 2021 | Grossing Station Automated Specification | Product Specification | Indigenous
218 | IS/ISO 12619 (Part 1):2014 | 31 Mar 2021 | Road Vehicles Compressed Gaseous Hydrogen CGH2 And Hydrogen Natural Gas Blend Fuel System Components Part 1: General Requirements And Definitions | Terminology | Identical under dual numbering
219 | IS 17329:2021 | 31 Mar 2021 | Nuclear fuel technology - Controlled-potential coulometric assay of plutonium | Methods of Tests | Identical under dual numbering
220 | IS 548 (Part 3/Sec 3):2021 | 31 Mar 2021 | METHODS OF SAMPLING AND TEST FOR OILS AND FATS - PART 3 ADVANCED INSTRUMENTAL METHODS SECTION 3 DETERMINATION OF THE TRIACYLGLYCEROL COMPOSITION OF FATS AND OILS BY CAPILLARY GAS CHROMATOGRAPHY (Adoption of ISO/TS 17383 : 2014) | Methods of Tests | Identical under dual numbering
221 | IS 17485 (Part 2):2021 | 31 Mar 2021 | Measurement of water flow in closed conduits- Tracer Method Part 2 : Constant rate injection method using non-radioactive tracers Adoption of ISO 2975-2:1975 | Code of Practice | Identical under dual numbering
222 | IS 3370 (Part 3):2021 | 31 Mar 2021 | Concrete Structures for Retaining Aqueous Liquids - Code of Practice : Part 3 Prestressed Concrete (First Revision) | Code of Practice | Indigenous
223 | IS/IEC 62341 (Part 5):2009 | 31 Mar 2021 | Organic Light Emitting Diode OLED displays- Part 5: Environmental testing methods | Methods of Tests | Identical under dual numbering
224 | IS 17549:2021 | 31 Mar 2021 | Textiles - Cotton khadi durries - Specification | Product Specification | Indigenous
225 | IS 1885 (Part 712):2021 | 31 Mar 2021 | Electrotechnical Vocabulary Part 712: Antennas | Terminology | Identical under dual numbering
226 | IS 3025 (Part 26):2021 | 28 Feb 2021 | Methods of Sampling and Test Physical and Chemical for Water and Wastewater Part 26 Chlorine Residual (Second Revision) of IS 3025Part 26 | Methods of Tests | Indigenous
227 | IS 3025 (Part 39):2021 | 28 Feb 2021 | Methods of Sampling and Test (Physical and Chemical) for Water and Wastewater Part 39 Oil and Grease ( Second Revision) | Methods of Tests | Indigenous
228 | IS 4591 (Part 1/Sec 1):2020 | 31 Dec 2020 | Escalators and Moving Walks Part 1 / Section 1 Safety Requirements ( First Revision ) | Safety Standard | Modified/Technically Equivalent
229 | IS 4591 (Part 1/Sec 3):2020 | 31 Dec 2020 | Escalators and Moving Walks Part 1 / Section 3 Inspection and Test ( First Revision ) | Code of Practice | Identical under single numbering
230 | IS 17341:2020 | 30 Nov 2020 | Guide for the Measurement of DC Electric-Field Strength and Ion Related Quantities | Methods of Tests | Identical under dual numbering
231 | IS 16502 (Part 3):):2020 | 30 Sep 2020 | Safety of Machinery - ElectroSensitive Protective Equipment Part 3 Particular Requirements for Active Opto-electronic Protective Devices Responsive to Diffuse Reflection ( AOPDDR ) | Safety Standard | Identical under dual numbering
232 | IS 17332:2020 | 30 Sep 2020 | Safety of Machinery - Application of Protective Equipment to Detect the Presence of Persons | Others | Identical under dual numbering
233 | IS/ISO/IEC 80079 (Part 36):2016 | 30 Sep 2020 | Explosive Atmospheres Part 36 Non-electrical Equipment for Explosive Atmospheres - Basic Method and Requirements | Product Specification | Identical under single numbering
234 | IS/ISO/IEC 80079 (Part 37):2016 | 30 Sep 2020 | Explosive Atmospheres Part 37 Non-electrical Equipment for Explosive Atmospheres - Non Electrical Type of Protection Constructional Safety ''c'', Control of Ignition Source ''b'', Liquid Immersion ''k'' | Product Specification | Identical under single numbering
235 | IS/ISO/IEC 80079 (Part 38):2016 | 30 Sep 2020 | Explosive Atmospheres Part 38 Equipment and Components in Explosive Atmospheres in Underground Mines | Product Specification | Identical under single numbering
236 | IS 12312:2020 | 31 Aug 2020 | Inductive Voltage Dividers ( First Revision ) | Product Specification | Identical under dual numbering
237 | IS 1765:2020 | 31 Aug 2020 | Direct-Current Potentiometers ( Third Revision ) | Product Specification | Identical under dual numbering
238 | IS 6236:2020 | 31 Aug 2020 | Direct Recording Electrical Measuring Instruments and Their Accessories ( First Revision ) | Product Specification | Identical under dual numbering
239 | IS/IEC 60079 (Part 0):2017 | 31 Aug 2020 | Explosive Atmospheres Part 0 Equipment — General Requirements ( Third Revision ) | Product Specification | Identical under single numbering
240 | IS 12746 (Part 1/Sec 3):2020 | 31 Jul 2020 | Telecontrol Equipment and Systems Part 1 General Considerations Section 3 Glossary ( First Revision ) | Terminology | Identical under dual numbering
241 | IS 17345 (Part 1):2020 | 31 Jul 2020 | Power Track System Part 1 General Requirement | Product Specification | Modified/Technically Equivalent
242 | IS 17345 (Part 21):2020 | 31 Jul 2020 | Power Track System Part 21 Particular Requirements for Power Track Systems Intended for Wall and Ceiling Mounting | Product Specification | Modified/Technically Equivalent
243 | IS 17387:2020 | 31 Jul 2020 | General Safety and Performance Requirements of Battery Management Systems | Safety Standard | Indigenous
244 | IS/IEC 60534 (Part 2/Sec 1):2011 | 30 Jun 2020 | Industrial-Process Control Valves Part 2-1 Flow Capacity — Sizing Equations for Fluid Flow under Installed Conditions ( First Revision ) | Others | Identical under dual numbering
245 | IS/IEC 60534 (Part 2/Sec 3):2015 | 30 Jun 2020 | Industrial-Process Control Valves Part 2-3 Flow Capacity — Test Procedures ( First Revision ) | Methods of Tests | Identical under dual numbering
246 | IS/IEC/TS 62993:2017 | 30 Jun 2020 | Guidance for Determination of Clearances, Creepage Distances and Requirements for Solid Insulation for Equipment with a Rated Voltage above 1 000 V AC and 1 500 V DC, and up to 2 000 V AC and 3 000 V DC | Others | Identical under single numbering
247 | IS/IEC 60079 (Part 35/Sec 1):2011 | 31 Mar 2020 | Explosive Atmospheres Part 35 Caplights for Use in Mines Susceptible to Firedamp Section 1 General requirements - Construction and testing in Relation to the risk of explosion | Product Specification | Identical under single numbering
248 | IS/IEC 60034 (Part 27/Sec 4):2018 | 31 Mar 2020 | Rotating Electrical Machines Part 27 Winding Insulation of Rotating Electrical Machines Section 4 Measurement of insulation resistance and polarization index | Methods of Tests | Identical under single numbering
249 | IS/IEC 61800 (Part 5/Sec 2):2020 | 31 Mar 2020 | Adjustable Speed Electrical Power Drive Systems Part 5 Safety Requirements Section 2 Functional | Product Specification | Identical under single numbering
250 | IS/IEC 60255 (Part 24):2013 | 28 Feb 2020 | Measuring Relays and Protection Equipment Part 24 Common Format for Transient Data Exchange ( COMTRADE ) for Power Systems ( First Revision ) | Code of Practice | Identical under single numbering
251 | IS/IEC 60255 (Part 27):2013 | 28 Feb 2020 | Measuring Relays and Protection Equipment Part 27 Product Safety Requirements ( First Revision ) | Product Specification | Identical under single numbering
252 | IS/IEC 60255 (Part 26):2013 | 28 Feb 2020 | Measuring Relays and Protection Equipment Part 26 Electromagnetic Compatibility Requirements ( First Revision ) | Methods of Tests | Identical under dual numbering
253 | IS/IEC 62246 (Part 1/Sec 1):2018 | 28 Feb 2020 | Reed Switches Part 1 Generic Specification Section 1 Blank detail specification ( First Revision ) | Product Specification | Identical under single numbering
254 | IS/IEC 60269 (Part 2):2016 | 28 Feb 2020 | Low-Voltage Fuses Part 2 Supplementary Requirements for Fuses for Use by Authorized Persons ( Fuses Mainly for Industrial Application ) - Examples of Standardized Systems of Fuses A to K | Product Specification | Identical under single numbering
255 | IS/ISO 50007:2017 | 28 Feb 2020 | Energy Services — Guidelines for the Assessment and Improvement of the Energy Service to Users | System Standard | Identical under single numbering
256 | IS/ISO 50046:2019 | 28 Feb 2020 | General Methods for Predicting Energy Savings | System Standard | Identical under single numbering
257 | IS 14911 (Part 1):2020 | 31 Jan 2020 | Thyristor Valves for High Voltage Direct Current ( HVDC ) Power Transmission Part 1 Electrical Testing ( First Revision ) | Methods of Tests | Identical under dual numbering
258 | IS/IEC 61204:2001 | 31 Jan 2020 | Low-Voltage Power Supply Devices DC Output — Performance Characteristics | Product Specification | Identical under single numbering
259 | IS 17064 (Part 3):2020 | 31 Jan 2020 | Electromechanical Elementary Relays Part 3 Relays with Forcibly Guided ( Mechanically Linked ) Contacts | Product Specification | Identical under single numbering
260 | IS/IEC 60255 (Part 21/Sec 2):1988 | 31 Jan 2020 | Electrical Relays Part 21 Vibration, Shock, Bump and Seismic Tests on Measuring Relays and Protection Equipment Section 2 Shock and bump tests | Methods of Tests | Identical under single numbering
261 | IS/IEC 60255 (Part 149):2013 | 31 Jan 2020 | Measuring Relays and Protection Equipment Part 149 Functional Requirements for Thermal Electrical Relays | Product Specification | Identical under single numbering
262 | IS/IEC 60255 (Part 181):2019 | 31 Jan 2020 | Measuring Relays and Protection Equipment Part 181 Functional Requirements for Frequency Protection | Methods of Tests | Identical under single numbering
263 | IS/IEC/IEEE 60255 (Part 118/Sec 1):2018 | 31 Jan 2020 | Measuring Relays and Protection Equipment Part 118 Synchrophasor for Power Systems Section 1 Measurements | Methods of Tests | Identical under single numbering
264 | IS 11037:2019 | 31 Dec 2019 | Electronic Type Fan Regulators - Specification ( First Revision ) | Safety Standard | Indigenous
265 | IS 4831:2019 | 31 Dec 2019 | Recommendation on units and symbols for refrigeration (First Revision) | Product Specification | Indigenous
266 | IS/IEC 60034 (Part 8):2014 | 31 Dec 2019 | Rotating Electrical Machines Part 8 Terminal Markings and Direction of Rotation ( Third Revision ) | Code of Practice | Identical under single numbering
267 | IS/IEC 61508 (Part 1):2010 | 31 Dec 2019 | Functional Safety of Electrical / Electronic / Programmable Electronic Safety-Related Systems Part 1 General Requirements ( First Revision ) | Safety Standard | Identical under dual numbering
268 | IS/IEC 61204 (Part 3):2016 | 31 Dec 2019 | Low-Voltage Switch Mode Power Supplies Part 3 Electromagnetic Compatibility ( EMC ) | Methods of Tests | Identical under single numbering
269 | IS 1885 (Part 32):2019 | 31 Oct 2019 | Electrotechnical Vocabulary Part 32 Electric Cables ( Second Revision ) | Terminology | Identical under dual numbering
270 | IS 1885 (Part 9/Sec 1):2019 | 31 Oct 2019 | Electrotechnical Vocabulary Part 9 Relays Section 1 Elementary relays ( Third Revision ) | Terminology | Identical under single numbering
271 | IS 1885 (Part 9/Sec 2):2019 | 31 Oct 2019 | Electrotechnical Vocabulary Part 9 Relays Section 2 Time relays ( Third Revision ) | Terminology | Identical under dual numbering
272 | IS 1885 (Part 9/Sec 3):2019 | 31 Oct 2019 | Electrotechnical Vocabulary Part 9 Relays Section 3 Measuring relays ( Third Revision ) | Terminology | Identical under dual numbering
273 | IS 15382 (Part 3):2019 | 31 Aug 2019 | Insulation Coordination for Equipment within Low-Voltage Systems Part 3 Use of Coating, Potting or Moulding for Protection against Pollution (First Revision) | Methods of Tests | Identical under dual numbering
274 | IS/IEC 61508 (Part 0):2005 | 31 Aug 2019 | Functional safety of electrical electronic/programmable electronic safety - Related systems: Part 0 functional safety and IEC 61508 | Others | Identical under single numbering
275 | IS/IEC 61508 (Part 2):2010 | 31 Aug 2019 | Functional safety of electrical/ electronic/programmable electronic safety - Related systems: Part 2 requirements for electrical/electronic/ programmable electronic safety related systems (First Revision) | Safety Standard | Identical under single numbering
276 | IS/IEC 61508 (Part 3):2010 | 31 Aug 2019 | Functional safety of electrical/electronic/programmable electronic safety-related systems : Part 3 Software requirements | Safety Standard | Identical under single numbering
277 | IS/IEC 61508 (Part 4):2010 | 31 Aug 2019 | Functional safety of electrical/electronic/programmable electronic safety-related systems : Part 4 Definitions and abbreviations | Safety Standard | Identical under single numbering
278 | IS/IEC 61508 (Part 5):2010 | 31 Aug 2019 | Functional safety of electrical/electronic/programmable electronic safety - related systems : Part 5 Examples of methods for the determination of safety integrity levels | Others | Identical under single numbering
279 | IS/IEC 61508 (Part 6):2010 | 31 Aug 2019 | Functional safety of electrical/electronic/programmable electronic safety-related systems : Part 6 Guidelines on the applications | Code of Practice | Identical under single numbering
280 | IS/IEC 61508 (Part 7):2010 | 31 Aug 2019 | Functional safety of electgrical/electronic/programmable electgronic safety-related systems : Part 7 Overview of techniques and measures | Others | Identical under single numbering
281 | IS/IEC 61511 (Part 1):2017 | 31 Aug 2019 | Functional safety - Safety instrumented systems for the process industry sector : Part 1 Frameworks, definitions, system, hardware and software requirements | Others | Identical under single numbering
282 | IS/IEC 61511 (Part 2):2016 | 31 Aug 2019 | Functional safety - Safety instrumented systems for the process industry sector : Part 2 Guidelines for the application | Others | Identical under single numbering
283 | IS/IEC 61511 (Part 3):2016 | 31 Aug 2019 | Functional safety - Safety instrumented systems for the process industry sector: Part 3 guidance for the determination of the required safety integrity levels (First Revision) | Others | Identical under single numbering
284 | IS 17245:2019 | 31 Aug 2019 | Insulating Liquids — Determination of the Partial Discharge Inception Voltage ( PDIV ) — Test Procedure | Methods of Tests | Identical under dual numbering
285 | IS 17244:2019 | 31 Aug 2019 | Mineral Insulating Oils — Characterization of Paraffinic / Naphthenic Nature — Low Temperature Differential Scanning Calorimetry ( DSC ) Test Method | Methods of Tests | Identical under dual numbering
286 | IS/IEC 60079 (Part 1):2014 | 31 Jul 2019 | Explosive Atmospheres - Part 1 : Equipment Protection by Flameproof Enclosures "d" | Product Specification | Identical under single numbering
287 | IS 16504 (Part 33):2019 | 31 Jul 2019 | Safety of Machinery - Electrical Equipment of Machines Part 33 Requirements for Semiconductor Fabrication Equipment | Safety Standard | Identical under dual numbering
288 | IS/ISO/IEC 80079 (Part 34):2018 | 31 Jul 2019 | Explosive Atmospheres Part 34 Application of Quality Management Systems for Ex Product Manufacture | Others | Identical under single numbering
289 | IS 16504 (Part 34):2019 | 31 Jul 2019 | Safety of Machinery - Electrical Equipment of Machines Part 34 Requirements for Machine Tools | Others | Identical under dual numbering
290 | IS 9434:2019 | 30 Jun 2019 | Oil-Filled Electrical Equipment — Sampling of Gases and Analysis of Free and Dissolved Gases — Guidance ( Second Revision ) | Code of Practice | Identical under dual numbering
291 | IS/IEC 60079 (Part 29/Sec 1):2016 | 30 Jun 2019 | Explosive atmospheres Part 29 Gas detectors Section 1 Performance Requirements of Detectors for Flammable Gases (First Revision) | Code of Practice | Identical under single numbering
292 | IS 16504 (Part 1):2019 | 30 Jun 2019 | Safety of Machinery — Electrical Equipment of Machines Part 1 General Requirements ( First Revision ) | Others | Identical under dual numbering
293 | IS 17123 (Part 6):2019 | 30 Jun 2019 | Adjustable speed electrical power drive systems: Part 6 guide for determination of types of load duty and corresponding current ratings | Code of Practice | Identical under dual numbering
294 | IS/IEC 60998 (Part 1):2002 | 30 Jun 2019 | Connecting Devices for Low-Voltage Circuits for Household and Similar Purposes Part 1 General Requirements | Product Specification | Identical under single numbering
295 | IS 15086 (Part 9):2019 | 30 Jun 2019 | Surge arresters: Part 9 metal - Oxide surge arresters without gaps for HDVC converter stations | Product Specification | Identical under dual numbering
296 | IS/IEC 62056 (Part 5/Sec 3):2017 | 30 Jun 2019 | Electricity metering data exchange - The DLMS/COSEM suite: Part 5 - 3 DLMS/COSEM application layer (First Revision) | Others | Identical under single numbering
297 | IS 16504 (Part 31):2019 | 30 Jun 2019 | Safety of Machinery - Electrical Equipment of Machines Part 31 Particular Safety and EMC Requirements for Sewing Machines, Units and Systems | Safety Standard | Identical under dual numbering
298 | IS/IEC 60669 (Part 2/Sec 2):2006 | 30 Jun 2019 | Switches for Household and Similar Fixed Electrical Installations Part 2 Particular Requirements Section 2 Electromagnetic remote-control switches ( RCS ) | Product Specification | Identical under single numbering
299 | IS 17092:2019 | 31 May 2019 | Electrical energy storage systems: safety requirements | Safety Standard | Indigenous
300 | IS 17106 (Part 1):2019 | 30 Apr 2019 | Lifts (Elevators), escalators and moving walks - Programmable electronic systems in safety - Related applications: Part 1 lifts (Elevators) (Pessral) | Others | Identical under dual numbering
301 | IS 17119:2019 | 30 Apr 2019 | Residual current devices with or without overcurrent protection for socket - Outlets for household and similar uses | Product Specification | Identical under dual numbering
302 | IS 17121:2019 | 30 Apr 2019 | General requirements for arc fault detection devices | Product Specification | Identical under dual numbering
303 | IS 16855 (Part 100):2019 | 30 Apr 2019 | Current and voltage sensors or detectors to be used for fault passage indication purposes: Part 100 requirements and proposals for the is/iec 61850 series data model extensions to support fault passage indicators applications | Code of Practice | Identical under dual numbering
304 | IS 369:2019 | 31 Mar 2019 | Household electric direct - Acting room heaters - Performance requirements (Fourth Revision) | Product Specification | Modified/Technically Equivalent
305 | IS 16661:2019 | 31 Mar 2019 | Application of IS 16108/IEC 62471 for the assessment of blue light hazard to light sources and luminaires | Safety Standard | Identical under dual numbering
306 | IS 17122:2019 | 31 Mar 2019 | Electrical accessories - Circuit - Breakers and similar equipment for household use - Auxiliary contact units | Product Specification | Identical under dual numbering
307 | IS/IEC 60273:1990 | 31 Mar 2019 | Characteristic of indoor and outdoor post insulators for systems with nominal voltages greater than 1 000 V | Product Specification | Identical under single numbering
308 | IS/IEC 60947 (Part 5/Sec 5):2016 | 31 Mar 2019 | Low - Voltage switchgear and controlgear: Part 5 control circuit devices and switching elements: Sec 5 electrical emergency stop devices with mechanical latching function | Product Specification | Identical under single numbering
309 | IS 16823:2019 | 31 Mar 2019 | Secondary cells and batteries containing alkaline or other non - acid electrolytes - Mechanical tests for sealed portable secondary cells and batteries | Methods of Tests | Identical under dual numbering
310 | IS 17064 (Part 2):2019 | 31 Mar 2019 | Electromechanical elementary relays: Part 2 reliability | Methods of Tests | Identical under dual numbering
311 | IS/IEC TS 61245:2015 | 31 Mar 2019 | Artificial pollution tests on high - Voltage ceramic and glass insulators to be used on d.c. systems | Methods of Tests | Identical under single numbering
312 | IS 16822:2019 | 31 Mar 2019 | Secondary cells and batteries containing alkaline or other non - Acid electrolytes - Secondary lithium cells and batteries for use in industrial applications | Product Specification | Identical under dual numbering
313 | IS 732:2019 | 28 Feb 2019 | Code of practice for electrical wiring installations (Fourth Revision) | Code of Practice | Modified/Technically Equivalent
314 | IS 8504 (Part 8):2019 | 28 Feb 2019 | Electrical insulating materials - Thermal endurance properties: Part 8 instructions for calculating thermal endurance characteristics using simplified procedures | Others | Identical under dual numbering
315 | IS/IEC 61810 (Part 7):2006 | 28 Feb 2019 | Electromechanical elementary relays: Part 7 test and measurement procedures | Methods of Tests | Identical under single numbering
316 | IS 16498 (Part 3/Sec 1):2019 | 28 Feb 2019 | Specification for Pressboard and Presspaper for Electrical Purposes Part 3 Specifications for Individual Materials Sheet 1 Requirements for pressboard, types B.0.1, B.0.3, B.2.1, B.2.3, B.3.1, B.3.3, B.4.1, B.4.3, B.5.1, B.5.3 and B.6.1 | Product Specification | Identical under dual numbering
317 | IS 16498 (Part 3/Sec 2):2019 | 28 Feb 2019 | Specification for Pressboard and Presspaper for Electrical Purposes Part 3 Specifications for Individual Materials Sheet 2 : Requirements for Presspaper, Types P.2.1, P.4.1, P.4.2, P.4.3 and P.6.1 | Product Specification | Identical under dual numbering
318 | IS 16499 (Part 3/Sec 1):2019 | 28 Feb 2019 | Laminated Pressboard for Electrical Purposes Part 3 Specifications for Individual Materials — Sheet 1 : Requirements for Laminated Pre Compressed Pressboard, Types LB3.1A.1, and LB3.1A.2 | Product Specification | Identical under dual numbering
319 | IS/IEC 62056 (Part 6/Sec 1):2017 | 28 Feb 2019 | Electricity Metering Data Exchange — The DLMS / COSEM Suite Part 6-1 Object Identification System ( OBIS ) ( First Revision ) | Others | Identical under single numbering
320 | IS/IEC 62056 (Part 4/Sec 7):2015 | 28 Feb 2019 | Electricity Metering Data Exchange - The DLMS / COSEM Suite Part 4-7 DLMS / COSEM Transport Layer for IP Networks ( First Revision ) | Others | Identical under dual numbering
321 | IS 13235 (Part 2):2019 | 28 Feb 2019 | Short-Circuit Currents — Calculation of Effects Part 2 Examples of Calculation ( First Revision ) | Code of Practice | Identical under dual numbering
322 | IS 13235 (Part 1):2019 | 28 Feb 2019 | Short-Circuit Currents — Calculation of Effects Part 1 Definitions and Calculation Methods ( First Revision) | Code of Practice | Identical under dual numbering
323 | IS 14494:2019 | 31 Jan 2019 | Elastomer insulated flexible cables for use in mines - Specification (First Revision) | Product Specification | Indigenous
324 | IS 16622:2019 | 31 Jan 2019 | Live working - Insulating hollow tubes for electrical purposes | Product Specification | Identical under dual numbering
325 | IS 16839:2019 | 31 Jan 2019 | Methods for the determination of the lightning impulse breakdown voltage of insulating liquids | Methods of Tests | Identical under dual numbering
326 | IS 17064 (Part 2/Sec 1):2019 | 31 Jan 2019 | Electromechanical elementary relays: Part 2 reliability: Sec 1 procedure for the verification of b10 values | Methods of Tests | Identical under dual numbering
327 | IS 17067 (Part 2/Sec 1):2019 | 31 Jan 2019 | Electrical Energy Storage ( EES ) Systems Part 2 Unit Parameters and Testing Methods Section 1 General specification | Methods of Tests | Identical under dual numbering
328 | IS 17067 (Part 4/Sec 1):2019 | 31 Jan 2019 | Electrical Energy Storage ( EES ) Systems Part 4 Guidance on Environmental Issues Section 1 General specification | Code of Practice | Identical under dual numbering
329 | IS/IEC 60079 (Part 35/Sec 2):2011 | 31 Jan 2019 | Explosive Atmospheres Part 35 Caplights for use in Mines Susceptible to Firedamp Section 2 Performance and other safety related matters | Product Specification | Identical under single numbering
330 | IS/IEC 60137:2017 | 31 Jan 2019 | Insulated Bushings for Alternating Voltages above 1 000 V | Product Specification | Identical under single numbering
331 | IS/IEC TS 62073:2016 | 31 Jan 2019 | Guidance on the Measurement of Hydrophobicity of Insulator Surfaces | Methods of Tests | Identical under single numbering
332 | IS 13730 (Part 4):2018 | 31 Dec 2018 | Specification for particular types of winding wires: Part 4 solderable polyurethane enamelled round copper wire, class 130, (Second Revision) | Product Specification | Identical under dual numbering
333 | IS 17066 (Part 1):2018 | 31 Dec 2018 | Reed switches: Part 1 generic specification | Product Specification | Identical under dual numbering
334 | IS 17067 (Part 1):2018 | 31 Dec 2018 | Electrical energy storage systems: Part 1 vocabulary | Terminology | Identical under dual numbering
335 | IS 17064 (Part 1):2018 | 31 Dec 2018 | Electromechanical elementary relays: Part 1 general and safety requirements | Safety Standard | Identical under dual numbering
336 | IS 17065 (Part 1):2018 | 31 Dec 2018 | Electromechanical telecom elementary relays of assessed quality: Part 1 generic specification and blank detail specification | Product Specification | Identical under dual numbering
337 | IS 3043:2018 | 30 Nov 2018 | Code of practice for earthing (Second Revision) | Code of Practice | Modified/Technically Equivalent
338 | IS 16827:2018 | 30 Nov 2018 | Electrically propelled road vehicles - Dimensions and designation of secondary lithium - Ion cells | Dimensions | Identical under dual numbering
339 | IS/IEC 60168:2000 | 30 Nov 2018 | Tests on indoor and outdoor post insulators of ceramic material or glass for systems with nominal voltages greater than 1 000 V | Methods of Tests | Identical under single numbering
340 | IS 16894 (Part 3):2018 | 30 Nov 2018 | Safety requirements for secondary batteries and battery installations: Part 3 traction batteries | Product Specification | Identical under dual numbering
341 | IS 16894 (Part 2):2018 | 30 Nov 2018 | Safety requirements for secondary batteries and battery installations: Part 2 stationary batteries | Product Specification | Identical under dual numbering
342 | IS 16894 (Part 1):2018 | 30 Nov 2018 | Safety requirements for secondary batteries and battery installations: Part 1 general safety information | Others | Identical under dual numbering
343 | IS/IEC 60255 (Part 121):2014 | 30 Nov 2018 | Measuring relays and protection equipment: Part 121 functional requirements for distance protection | Product Specification | Identical under single numbering
344 | IS 16893 (Part 2):2018 | 30 Nov 2018 | Secondary lithium - Ion cells for the propulsion of electric road vehicles: Part 2 reliability and abuse testing | Methods of Tests | Identical under dual numbering
345 | IS 16893 (Part 1):2018 | 30 Nov 2018 | Secondary lithium - Ion cells for the propulsion of electric road vehicles: Part 1 performance testing | Methods of Tests | Identical under dual numbering
346 | IS 16805:2018 | 30 Nov 2018 | Secondary Cells and Batteries Containing Alkaline or Other Non-Acid Electrolytes - Safety Requirements for Secondary Lithium Cells and Batteries, for Use in Industrial Applications | Product Specification | Identical under dual numbering
347 | IS 16859:2018 | 30 Nov 2018 | Specification for unused polybutenes | Product Specification | Identical under dual numbering
348 | IS 16498 (Part 1):2018 | 30 Nov 2018 | Specification for Pressboard and Presspaper for Electrical Purposes Part 1 Definitions and General Requirements | Product Specification | Identical under dual numbering
349 | IS 16838:2018 | 30 Nov 2018 | Specifications for unused silicone insulating liquids for electrotechnical purposes | Product Specification | Identical under dual numbering
350 | IS 16841:2018 | 30 Nov 2018 | Guide for the maintenance of silicone transformer liquids | Others | Identical under dual numbering
351 | IS/IEC 60079 (Part 28):2015 | 31 Oct 2018 | Explosive atmospheres: Part 28 protection of equipment and transmission systems using optical radiation (First Revision) | Product Specification | Identical under single numbering
352 | IS 302 (Part 2/Sec 21):2018 | 31 Oct 2018 | Safety of household and similar electrical appliances: Part 2 particular requirements: Sec 21 stationary storage type electric water heaters (Second Revision) | Safety Standard | Identical under dual numbering
353 | IS 17036:2018 | 31 Oct 2018 | Distribution System Supply Voltage Quality | Code of Practice | Indigenous
354 | IS 17040:2018 | 31 Oct 2018 | Circuit Breakers — Switched Protective Earth Portable Residual Current Devices for Class I and Battery Powered Vehicle Applications | Product Specification | Identical under dual numbering
355 | IS 17039:2018 | 31 Oct 2018 | Industrial Cable Reels | Product Specification | Identical under dual numbering
356 | IS 17048:2018 | 31 Oct 2018 | Halogen free flame retardant (HFFR) cables for working voltages up to and including 1 100 Volts - Specification | Product Specification | Modified/Technically Equivalent
357 | IS 12640 (Part 4):2018 | 31 Oct 2018 | Residual Current Operated Circuit Breakers Without Integral Overcurrent Protection for Household and Similar Uses (RCCB's) Part 4 Applicability of the General Rules to RCCB's Functionally Dependent on Line Voltage | Product Specification | Identical under dual numbering
358 | IS/IEC 60269 (Part 3):2010 | 31 Oct 2018 | Low-Voltage Fuses Part 3 Supplementary Requirements for Fuses for Use by Unskilled Persons ( Fuses Mainly for Household and Similar Applications ) — Examples of Standardized Systems of Fuses A to F | Product Specification | Identical under dual numbering
359 | IS/IEC/TR 60269 (Part 5):2014 | 31 Oct 2018 | Low-Voltage Fuses Part 5 Guidance for the Application of Low-Voltage Fuses | Others | Identical under single numbering
360 | IS/IEC 60269 (Part 6):2010 | 31 Oct 2018 | Low-Voltage Fuses Part 6 Supplementary Requirements for Fuse-Links for the Protection of Solar Photovoltaic Energy Systems | Product Specification | Identical under single numbering
361 | IS/IEC 60269 (Part 1):2014 | 31 Oct 2018 | Low-Voltage Fuses Part 1 General Requirements | Product Specification | Identical under single numbering
362 | IS/IEC 62314:2006 | 31 Oct 2018 | Solid - State relays | Product Specification | Identical under single numbering
363 | IS 16840:2018 | 31 Oct 2018 | Insulating liquids - Measurement of relative permittivity, dielectric dissipation factor (Tan) and D.C. resistivity | Methods of Tests | Identical under dual numbering
364 | IS 335:2018 | 30 Sep 2018 | New insulating oils - Specification (Fifth Revision) | Product Specification | Indigenous
365 | IS 2418 (Part 2):2018 | 30 Sep 2018 | Tubular fluorescent lamps for general lighting service: Part 2 performance requirements (Second Revision) | Product Specification | Modified/Technically Equivalent
366 | IS 13730 (Part 5):2018 | 30 Sep 2018 | Specification for Particular Types of Winding Wires Part 5 Polyester Enamelled Round Aluminium Wire, Class 155 | Product Specification | Modified/Technically Equivalent
367 | IS/IEC 61970 (Part 1):2005 | 30 Sep 2018 | Energy management system application program interface (EMS - API): Part 1 guidelines and general requirements | Code of Practice | Identical under dual numbering
368 | IS/IEC 60383 (Part 2):1993 | 30 Sep 2018 | Insulators for Overhead Lines with a Nominal Voltage Above 1 000 V: Part 2 Insulator Strings and Insulator Sets for a.c. Systems - Definitions, Test Methods and Acceptance Criteria | Product Specification | Identical under single numbering
369 | IS 16227 (Part 102):2018 | 30 Sep 2018 | Instrument transformers: Part 102 ferroresonance oscillations in substations with inductive voltage transformers | Others | Identical under dual numbering
370 | IS 16870:2018 | 30 Sep 2018 | Guidance on the interpretation of carbon dioxide and 2 - Furfuraldehyde as markers of paper thermal degradation in insulating mineral oil | Methods of Tests | Identical under dual numbering
371 | IS 16868:2018 | 30 Sep 2018 | Test Method for the Determination of Oxygen Index of Insulating Liquids | Methods of Tests | Identical under dual numbering
372 | IS 16869:2018 | 30 Sep 2018 | Method for Evaluating the Low Temperature Flow Properties of Mineral Insulating Oils After Ageing | Methods of Tests | Identical under dual numbering
373 | IS 16867:2018 | 30 Sep 2018 | Insulating Liquids — Linear Flame Propagation — Test Method Using a Glass-Fibre Tape | Methods of Tests | Identical under dual numbering
374 | IS 12615:2018 | 31 Aug 2018 | Line Operated Three Phase a.c. Motors ( IE CODE ) “Efficiency Classes and Performance Specification” ( Third Revision ) | Product Specification | Modified/Technically Equivalent
375 | IS 13567:2018 | 31 Aug 2018 | Insulating liquids - Oil - Impregnated paper and pressboard - Determination of water by automatic coulometric karl fischer titration (First Revision) | Methods of Tests | Identical under dual numbering
376 | IS 13773:2018 | 31 Aug 2018 | Live working - Electrical insulating sleeves (First Revision) | Product Specification | Identical under dual numbering
377 | IS 16167 (Part 1):2018 | 31 Aug 2018 | Live working - Insulating foam - Filled tubes and solid rods: Part 1 tubes and rods of a circular cross - Sec (Second Revision) | Others | Identical under dual numbering
378 | IS 302 (Part 2/Sec 75):2018 | 31 Aug 2018 | Safety of Household and Similar Electrical Appliances Part 2 Particular Requirements Section 75 Commercial Dispensing Appliances and Vending Machines | Product Specification | Modified/Technically Equivalent
379 | IS 16863 (Part 2):2018 | 31 Aug 2018 | Insulating Liquids — Determination of Acidity Part 2 Colourimetric Titration | Methods of Tests | Identical under dual numbering
380 | IS 16863 (Part 1):2018 | 31 Aug 2018 | Insulating Liquids — Determination of Acidity Part 1 Automatic Potentiometric Titration | Methods of Tests | Identical under dual numbering
381 | IS 16863 (Part 3):2018 | 31 Aug 2018 | Insulating Liquids — Determination of Acidity Part 3 Test Methods for Non-Mineral Insulating Oils | Methods of Tests | Identical under dual numbering
382 | IS 16871:2018 | 31 Aug 2018 | Mineral insulating oils - Oxidation stability test method based on differential scanning calorimetry (DSC) | Methods of Tests | Identical under dual numbering
383 | IS/ISO 17741:2016 | 31 Aug 2018 | General technical rules for measurement, calculation and verification of energy savings of projects | System Standard | Identical under single numbering
384 | IS 10027:2018 | 31 Jul 2018 | Composite units of air - Break switches and rewirable type fuses for voltages not exceeding 650 v a.c. - Specification (Second Revision) | Product Specification | Indigenous
385 | IS 13730 (Part 49):2018 | 31 Jul 2018 | Specifications for particular types of winding wires: Part 49 glass - Fibre wound, high temperature resin or varnish - Impregnated, bare or enamelled round copper wire, class 180 (First Revision) | Product Specification | Identical under dual numbering
386 | IS 13730 (Part 50):2018 | 31 Jul 2018 | Specifications for particular types of winding wires: Part 50 glass - Fibre wound, silicone resin or varnish impregnated, bare or enamelled round copper wire, class 200 (First Revision) | Product Specification | Identical under dual numbering
387 | IS 13730 (Part 53):2018 | 31 Jul 2018 | Specifications for particular types of winding wires: Part 53 aromatic polyimide (Aramid) tape wrapped rectangular copper wire, temperature index 220 (First Revision) | Product Specification | Identical under dual numbering
388 | IS 13778 (Part 4):2018 | 31 Jul 2018 | Winding wires - Test methods: Part 4 chemical properties (Second Revision) | Methods of Tests | Identical under dual numbering
389 | IS 13778 (Part 6):2018 | 31 Jul 2018 | Winding wires - Test methods: Part 6 thermal properties (Second Revision) | Methods of Tests | Identical under dual numbering
390 | IS 2418 (Part 1):2018 | 31 Jul 2018 | Tubular fluorescent lamps for general lighting service: Part 1 safety requirements (Second Revision) | Safety Standard | Modified/Technically Equivalent
391 | IS/IEC 60730 (Part 2/Sec 9):2011 | 31 Jul 2018 | Automatic Electrical Controls for Household and Similar Use Part 2 Particular Requirements Section 9 Temperature Sensing Controls | Product Specification | Identical under single numbering
392 | IS 16753 (Part 2):2018 | 31 Jul 2018 | High - Efficiency filters and filter media for removing particles in air: Part 2 aerosol production, measuring equipment and particle - Counting statistics | Others | Identical under dual numbering
393 | IS/IEC/IEEE 60079 (Part 30/Sec 1):2015 | 31 Jul 2018 | Explosive Atmospheres Part 30 Electrical Resistance Trace Heating Section 1 General and testing requirements ( First Revision ) | Product Specification | Identical under single numbering
394 | IS 17017 (Part 1):2018 | 31 Jul 2018 | Electric Vehicle Conductive Charging System Part 1 General Requirements | Product Specification | -
395 | IS/ISO/IEC 13273 (Part 1):2015 | 31 Jul 2018 | Energy efficiency and renewable energy sources - Common international terminology: Part 1 energy efficiency | Terminology | Identical under single numbering
396 | IS/ISO/IEC 13273 (Part 2):2015 | 31 Jul 2018 | Energy efficiency and renewable energy sources - Common international terminology: Part 2 renewable energy sources | Terminology | Identical under single numbering
397 | IS 13730 (Part 31):2018 | 30 Jun 2018 | Specifications for particular types of winding wires: Part 31 glass fibre wound, resin or varnish impregnated, bare or enamelled rectangular copper wire, temperature index 180 (First Revision) | Product Specification | Identical under dual numbering
398 | IS 13730 (Part 32):2018 | 30 Jun 2018 | Specifications for particular types of winding wires: Part 32 glass fibre wound, resin or varnish impregnated, bare or enamelled rectangular copper wire, temperature index 155 (First Revision) | Product Specification | Identical under dual numbering
399 | IS 13730 (Part 20):2018 | 30 Jun 2018 | Specifications for particular types of winding wires: Part 20 solderable polyurethane enamelled round copper wire, class 155 (Second Revision) | Product Specification | Identical under dual numbering
400 | IS 13730 (Part 33):2018 | 30 Jun 2018 | Specifications for particular types of winding wires: Part 33 glass fibre wound, resin or varnish impregnated, bare or enamelled rectangular copper wire, temperature index 200 (First Revision) | Product Specification | Identical under dual numbering
401 | IS 13730 (Part 39):2018 | 30 Jun 2018 | Specifications for particular types of winding wires: Part 39 glass - Fibre braided resin or varnish - Impregnated, bare or enamelled rectangular copper wire, temperature index 180 (First Revision) | Product Specification | Identical under dual numbering
402 | IS 13730 (Part 48):2018 | 30 Jun 2018 | Specifications for particular types of winding wires: Part 48 glass - Fibre wound resin or varnish impregnated, bare or enamelled round copper wire, temperature index 155 (First Revision) | Product Specification | Identical under dual numbering
403 | IS 9385 (Part 2):2018 | 30 Jun 2018 | High - Voltage fuses: Part 2 expulsion fuses (First Revision) | Others | Identical under dual numbering
404 | IS/IEC 60947 (Part 2):2016 | 30 Jun 2018 | Low - Voltage switchgear and controlgear: Part 2 circuit - Breakers (First Revision) | Product Specification | Identical under single numbering
405 | IS 16227 (Part 103):2018 | 30 Jun 2018 | Instrument Transformers part 103 The use of instrument Transformers for power quality Measurement | Others | Identical under dual numbering
406 | IS 16855 (Part 2):2018 | 30 Jun 2018 | Current and Voltage Sensors or Detectors to be used for Fault Passage Indication Purposes part 2 System Aspects | Code of Practice | Identical under dual numbering
407 | IS 16936:2018 | 30 Jun 2018 | Safety of Machinery - Guidelines for the Use of Communication Systems in Safety Related Applications | Others | Identical under dual numbering
408 | IS 16996:2018 | 30 Jun 2018 | Low-Voltage Electrical Installations — Energy Efficiency | Code of Practice | Identical under dual numbering
409 | IS 16997:2018 | 30 Jun 2018 | Requirements for Low-Voltage Special Electrical Installations or Locations Solar Photovoltaic ( PV ) Power Supply Systems | System Standard | Identical under dual numbering
410 | IS 16724:2018 | 30 Jun 2018 | Explosive atmospheres - Electrical installations design, selection and erection | Code of Practice | Modified/Technically Equivalent
411 | IS 16893 (Part 3):2018 | 30 Jun 2018 | Secondary Lithium - lon Cells For the Propulsion of Electric Road Vehicles Part 3 Safety Requirements | Product Specification | Identical under dual numbering
412 | IS 16894 (Part 4):2018 | 30 Jun 2018 | Safety Requirements for Secondary Batteries and Battery Installations Part 4 Valve - Regulated Lead - Acid Batteries for use in Portable Appliances | Product Specification | Identical under dual numbering
413 | IS 16683 (Part 3):2018 | 30 Jun 2018 | Selection and dimensioning of high - Voltage insulators intended for use in polluted conditions: Part 3 polymer insulators for a.c. systems | Dimensions | Identical under dual numbering
414 | IS 16684:2018 | 30 Jun 2018 | Polymeric HV Insulators for Indoor and Outdoor Use-General Definitions, Test Methods and Acceptance Criteria | Product Specification | Identical under dual numbering
415 | IS/IEC 62155:2003 | 30 Jun 2018 | Hollow Pressurized and Unpressurized Ceramic and Glass Insulators for Use in Electrical Equipment with Rated Voltages Greater Than 1 000 V | Product Specification | Identical under single numbering
416 | IS 16678 (Part 1):2018 | 30 Jun 2018 | Refrigerating Systems and Heat Pumps — Safety and Environmental Requirements Part 1 Definitions, Classification and Selection Criteria | Terminology | Identical under dual numbering
417 | IS/IEC 61812 (Part 1):2011 | 30 Jun 2018 | Time Relays for Industrial and Residential Use Part 1 Reuirements and Tests | Methods of Tests | Identical under dual numbering
418 | IS/IEC/IEEE 65700 (Part 19/Sec 3):2014 | 30 Jun 2018 | Bushing for DC Application | Product Specification | Identical under single numbering
419 | IS 2026 (Part 3):2018 | 31 May 2018 | Power transformers: Part 3 insulation levels, dielectric tests and external clearances in air (Fourth Revision) | Methods of Tests | Identical under dual numbering
420 | IS/IEC 60898 (Part 1):2015 | 31 May 2018 | Electrical accessories - Circuit - Breakers for overcurrent protection for household and similar installations: Part 1 circuit - Breakers for a.c. operation (First Revision) | Product Specification | Identical under single numbering
421 | IS/IEC 62271 (Part 201):2014 | 31 May 2018 | High-Voltage Switchgear and Controlgear Part 201 ac Solid-Insulation Enclosed Switchgear and Controlgear for Rated Voltages Above 1 kV up to and Including 52 kV ( First Revision ) | Product Specification | Identical under single numbering
422 | IS 16619 (Part 2):2018 | 31 May 2018 | Live working - Voltage detectors: Part 2 resistive type to be used for voltages of 1 kV to 36 kV a.c. | Product Specification | Identical under dual numbering
423 | IS 16678 (Part 3):2018 | 31 May 2018 | Refrigerating systems and heat pumps - Safety and environmental requirements: Part 3 installation site | Others | Identical under dual numbering
424 | IS 12640 (Part 3):2018 | 31 May 2018 | Residual Current Operated Circuit - Breakers Without Integral Overcurrent Protection for Household and Similar Uses ( RCCB's) Part 3 Applicability of the General Rule to RCCB 's Functionally Independent of Line Voltage | Safety Standard | Identical under dual numbering
425 | IS 16855 (Part 1):2018 | 31 May 2018 | Current and voltage sensors or detectors, to be used for fault passage indication purposes: Part 1 general principles and requirements | Product Specification | Identical under dual numbering
426 | IS/IEC 61439 (Part 6):2012 | 31 May 2018 | Low-Voltage Switchgear and Controlgear Assemblies Part 6 Busbar Trunking Systems (Busways) | Product Specification | Identical under dual numbering
427 | IS 16828:2018 | 31 May 2018 | High - Current Test Techniques - Definitions and Requirements for Test Currents and Measuring Systems | Methods of Tests | Identical under dual numbering
428 | IS 16826:2018 | 31 May 2018 | High - Voltage Test Techniques For Low-Voltage Equipment - Definitions, Test and Procedure Requirements, Test Equipment | Methods of Tests | Identical under dual numbering
429 | IS 16803:2018 | 31 May 2018 | High Voltage Test Techniques - Measurement of Partial Discharges by Electreomagnetic and Acoustic Methods | Methods of Tests | Identical under dual numbering
430 | IS 16678 (Part 2):2018 | 31 May 2018 | Refrigerating systems and heat pumps - Safety and environmental requirements: Part 2 design, construction, testing, marking and documentation | System Standard | Identical under dual numbering
431 | IS 16923 (Part 1):2018 | 31 May 2018 | Thermocouples Part 1 EMF Specifications and Tolerances ( First Revision ) | Product Specification | Identical under dual numbering
432 | IS 16269:2018 | 31 May 2018 | Recommended Short Circuit Ratings of Electric Cables with Rated Voltage from 1.1 kV to 220 kV - Specification | Code of Practice | Indigenous
433 | IS/IEC 61204 (Part 7):2016 | 31 May 2018 | Low-Voltage Power Supplies, d.c. Output Part 7 Safety Requirements | Safety Standard | Identical under single numbering
434 | IS 16783:2018 | 31 May 2018 | Cable Cleats for Electrical Installations | Product Specification | Modified/Technically Equivalent
435 | IS 15382 (Part 2/Sec 2):2018 | 31 May 2018 | Insulation Coordination for Equipment within Low-Voltage Systems Part 2 Interface Considerations Section 2 Application guide | Code of Practice | Identical under dual numbering
436 | IS 6303:2018 | 30 Apr 2018 | Primary batteries - General (Second Revision) | Methods of Tests | Modified/Technically Equivalent
437 | IS 2082:2018 | 30 Apr 2018 | Stationary storage type electric water heaters - Specification (Fifth Revision) | Product Specification | Modified/Technically Equivalent
438 | IS 15638 (Part 2):2018 | 31 Mar 2018 | Instruments and software used for measurement in high - Voltage and high current tests: Part 2 requirements for software for tests with impulse voltages and currents (First Revision) | Methods of Tests | Identical under dual numbering
439 | IS 5561:2018 | 31 Mar 2018 | Electric power connectors - Specification (First Revision) | Product Specification | Modified/Technically Equivalent
440 | IS 2026 (Part 10/Sec 1):2018 | 31 Mar 2018 | Power Transformers Part 10 Determination of Sound Levels Section 1 Application guide | Code of Practice | Identical under single numbering
441 | IS 2026 (Part 12):2018 | 31 Mar 2018 | Power transformers: Part 12 loading guide for dry - Type power transformers | Code of Practice | Identical under dual numbering
442 | IS 2026 (Part 14):2018 | 31 Mar 2018 | Power transformers: Part 14 liquid - Immersed power transformers using high - Temperature insulation materials | Product Specification | Identical under dual numbering
443 | IS 2026 (Part 15):2018 | 31 Mar 2018 | Power transformers: Part 15 gas - Filled power transformers | Product Specification | Identical under dual numbering
444 | IS 2026 (Part 18):2018 | 31 Mar 2018 | Power transformers: Part 18 measurement of frequency response | Methods of Tests | Identical under dual numbering
445 | IS 2026 (Part 21):2018 | 31 Mar 2018 | Power transformers: Part 21 standard requirements, terminology and test code for step - Voltage regulators | Product Specification | Identical under dual numbering
446 | IS 16227 (Part 6):2018 | 31 Mar 2018 | Instrument transformers: Part 6 additional general requirements for low - Power instrument transformers | Product Specification | Identical under dual numbering
447 | IS 16227 (Part 9):2018 | 31 Mar 2018 | Instrument transformers: Part 9 digital interface for instrument transformers | Product Specification | Identical under dual numbering
448 | IS 16227 (Part 100):2018 | 31 Mar 2018 | Instrument transformers: Part 100 guidance for application of current transformers in power system protection | Others | Identical under dual numbering
449 | IS/IEC 62271 (Part 301):2009 | 31 Mar 2018 | High Voltage Switchgear & Controlgear Part 301 Dimensional Standardization of High Voltage Terminals | Product Specification | Identical under single numbering
450 | IS 8704:2018 | 28 Feb 2018 | Artificial pollution test on highVoltage ceramic and glass insulators to be used on a.c. systems (Second Revision) | Methods of Tests | Identical under dual numbering
451 | IS 16753 (Part 3):2018 | 28 Feb 2018 | High - Efficiency filters and filter media for removing particles in air: Part 3 testing flat sheet filter media | Methods of Tests | Identical under dual numbering
452 | IS 16753 (Part 4):2018 | 28 Feb 2018 | High - Efficiency filters and filter media for removing particles in air: Part 4 testing method for determining leakage of filter elements - Scan method | Methods of Tests | Identical under dual numbering
453 | IS/ISO 17743:2016 | 28 Feb 2018 | Energy savings - Definition of a methodological framework applicable to calculation and reporting on energy savings | System Standard | Identical under single numbering
454 | IS/ISO 50047:2016 | 28 Feb 2018 | Energy savings - Determination of energy savings in organizations | System Standard | Identical under single numbering
455 | IS 16683 (Part 1):2018 | 28 Feb 2018 | Selection and Dimensioning of High-Voltage Insulators Intended for Use in Polluted Conditions Part 1 Definitions, Information and General Principles | Dimensions | Identical under dual numbering
456 | IS 16683 (Part 2):2018 | 28 Feb 2018 | Selection and Dimensioning of High-Voltage Insulators Intended for Use in Polluted Conditions Part 2 Ceramic and Glass Insulators for a.c. Systems | Dimensions | Identical under dual numbering
457 | IS 16685:2018 | 28 Feb 2018 | Insulators - Glossary of terms and definitions | Code of Practice | Identical under dual numbering
458 | IS 16686:2018 | 28 Feb 2018 | Guidance for Production, Testing and Diagnostics of Polymer Insulators with Respect to Brittle Fracture of Core Materials | Code of Practice | Identical under dual numbering
459 | IS 16687:2018 | 28 Feb 2018 | HV Polymeric Insulators for Indoor and Outdoor Use Tracking and Erosion Testing by Wheel Test and 5000 h Test | Methods of Tests | Identical under dual numbering
460 | IS 16108 (Part 2):2018 | 31 Jan 2018 | Photobiological safety of lamps and lamp systems: Part 2 guidance on manufacturing requirements relating to non - Laser optical radiation safety | Safety Standard | Identical under dual numbering
461 | IS 16108 (Part 3):2018 | 31 Jan 2018 | Photobiological safety of lamps and lamp systems: Part 3 guidelines for the safe use of intense pulsed light source equipment on humans | Safety Standard | Identical under dual numbering
462 | IS 16692:2018 | 31 Jan 2018 | Sampling airborne radioactive materials from the stacks and ducts of nuclear facilities | Methods of Tests | Identical under single numbering
463 | IS 14993:2017 | 31 Dec 2017 | Live working - Saddles, stick clamps and their accessories (First Revision) | Product Specification | Identical under dual numbering
464 | IS 15416:2017 | 31 Dec 2017 | Live working - Terminology for tools, devices and equipment (First Revision) | Terminology | Identical under dual numbering
465 | IS 1866:2017 | 31 Dec 2017 | Mineral insulating oils in electrical equipment supervision and maintenance guidance (Fourth Revision) | Code of Practice | Identical under dual numbering
466 | IS/IEC 60079 (Part 17):2013 | 31 Dec 2017 | Explosive atmospheres: Part 17 electrical installations inspection and maintenance (First Revision) | Code of Practice | Identical under single numbering
467 | IS/IEC 60079 (Part 18):2014 | 31 Dec 2017 | Explosive atmospheres: Part 18 equipment protection by encapsulation ''m'' (Second Revision) | Product Specification | Identical under single numbering
468 | IS/IEC 60079 (Part 29/Sec 2):2015 | 31 Dec 2017 | Explosive atmospheres: Part 29 gas detectors: Sec 2 selection, installation, use and maintenance of detectors for flammable gases and oxygen (First Revision) | Code of Practice | Identical under single numbering
469 | IS/IEC 60079 (Part 10/Sec 2):2015 | 31 Dec 2017 | Explosive atmospheres: Part 10 classification of areas: Sec 2 explosive dust atmospheres (First Revision) | Code of Practice | Identical under single numbering
470 | IS 13234 (Part 1):2017 | 31 Dec 2017 | Short - Circuit currents in three - Phase A.C. systems: Part 1 factors for the calculation of short - Circuit currents according to is 13234 (Part 0) | Code of Practice | Identical under dual numbering
471 | IS/ISO 17742:2015 | 31 Dec 2017 | Energy efficiency and savings calculation for countries, regions and cities | System Standard | Identical under single numbering
472 | IS 1885 (Part 300):2017 | 31 Dec 2017 | Electrotechnical vocabulary: Part 300 electrical and electronic measurements and measuring instruments: Part 311 general terms relating to measurements: Part 312 general terms relating to electrical measurements: Part 313 types of electrical measuring instruments: Part 314 specific terms according to the type of instrument | Others | Identical under dual numbering
473 | IS/IEC 61968 (Part 8):2015 | 31 Dec 2017 | Application integration at electric utilities - System interfaces for distribution management: Part 8 interfaces for customer operations | Code of Practice | Identical under single numbering
474 | IS 16666:2017 | 31 Dec 2017 | High Voltage Direct Current (HVDC) Systems-Application of Active Filters | System Standard | Identical under dual numbering
475 | IS 16665:2017 | 31 Dec 2017 | High Voltage Direct Current (HVDC) Substation Audible Noise | System Standard | Identical under dual numbering
476 | IS 16503 (Part 1):2017 | 31 Dec 2017 | Safety of Machinery - Indication, Marking and Actuation Part 1 Requirements for Visual, Acoustic and Tactile Signals | Code of Practice | Identical under dual numbering
477 | IS 16503 (Part 3):2017 | 31 Dec 2017 | Safety of Machinery - Indication, Marking and Actuation Part 3 Requirements for the Location and Operation of Actuators | Code of Practice | Identical under dual numbering
478 | IS 16624:2017 | 31 Dec 2017 | Live working - Portable equipment for earthing or earthing and short - Circuiting | Methods of Tests | Identical under dual numbering
479 | IS 16205 (Part 24):2017 | 31 Dec 2017 | Conduit Systems for Cable Management part 24 Particular Requirements Conduit Systems Buried Under Ground | Product Specification | Modified/Technically Equivalent
480 | IS 13234 (Part 0):2017 | 30 Nov 2017 | Short - Circuit currents in three - Phase A.C. systems: Part 0 calculation of currents (First Revision) | Code of Practice | Identical under dual numbering
481 | IS 16107 (Part 2/Sec 2):2017 | 30 Nov 2017 | Luminaries Performance Part 2 Particular Requirements Section 2 LED Street Lighting Luminarie | Product Specification | Modified/Technically Equivalent
482 | IS/IEC 60044 (Part 8):2002 | 30 Nov 2017 | Instrument transformers: Part 8 electronic current transformers | Product Specification | Identical under single numbering
483 | IS/ISO/IEC 80079 (Part 20/Sec 2):2016 | 31 Oct 2017 | Explosive atmospheres: Part 20 material characteristics: Sec 2 combustible dusts test methods | Methods of Tests | Identical under single numbering
484 | IS/IEC 60079 (Part 2):2014 | 30 Sep 2017 | Explosive atmospheres: Part 2 equipment protection by pressurized enclosure ''p'' (First Revision) | Product Specification | Identical under single numbering
485 | IS 10322 (Part 5/Sec 9):2017 | 30 Sep 2017 | Luminaires: Part 5 particular requirements: Sec 9 rope lights | Product Specification | Identical under dual numbering
486 | IS 13234 (Part 4):2017 | 30 Sep 2017 | Short - Circuit currents in three - Phase A.C. systems: Part 4 examples for the calculation of short - Circuit currents | Code of Practice | Identical under dual numbering
487 | IS 16205 (Part 21):2017 | 30 Sep 2017 | Conduit Systems for Cable Management Part 21 Particular Requirements Rigid Conduit Systems | Product Specification | Modified/Technically Equivalent
488 | IS 16205 (Part 22):2017 | 30 Sep 2017 | Conduit Systems for Cable Management Part 22 Particular Requirements - Pilable Conduit Systems | Product Specification | Modified/Technically Equivalent
489 | IS 16205 (Part 23):2017 | 30 Sep 2017 | Conduit Systems for Cable Managemnet Part 23 Particular Requirements Flexible Conduit Systems | Product Specification | Modified/Technically Equivalent
490 | IS 13961 (Part 2):2017 | 31 Aug 2017 | Live working - Insulating sticks and attachable devices: Part 2 attachable devices (First Revision) | Product Specification | Identical under dual numbering
491 | IS/IEC/TR 61850 (Part 1):2013 | 31 Aug 2017 | Communication networks and systems for power utility automation: Part 1 introduction and overview | Code of Practice | Identical under single numbering
492 | IS/IEC 61968 (Part 9):2013 | 31 Aug 2017 | Application integration at electric utilities - System interfaces for distribution management: Part 9 interfaces for meter reading and control | Code of Practice | Identical under single numbering
493 | IS 13234 (Part 2):2017 | 31 Aug 2017 | Short - Circuit currents in three - Phase A.C. systems: Part 2 data of electrical equipment for short - Circuit current calculations | Code of Practice | Identical under dual numbering
494 | IS/IEC 60884 (Part 2/Sec 5):1995 | 31 Aug 2017 | Plugs and Socket-Outlets for Household and Similar Purposes Part 2 Particular Requirements Section 5 Adaptors | Product Specification | Identical under dual numbering
495 | IS 302 (Part 2/Sec 80):2017 | 31 Jul 2017 | Household and similar electrical appliances - Safety: Part 2 - 80 particular requirements for fans (First Revision) | Safety Standard | Modified/Technically Equivalent
496 | IS 3724:2017 | 31 Jul 2017 | Cartridge type heating elements (Non - Embedded Type) - Specification (First Revision) | Product Specification | Indigenous
497 | IS 16499 (Part 1):2017 | 31 Jul 2017 | Laminated Pressboard for Electrical Purposes Part 1 Definitions, Classification and General Requirements | Product Specification | Identical under dual numbering
498 | IS/IEC 61850 (Part 3):2013 | 31 Jul 2017 | Communication networks and systems for power utility automation: Part 3 general requirements | Code of Practice | Identical under single numbering
499 | IS 10322 (Part 5/Sec 7):2017 | 30 Jun 2017 | Luminaires: Part 5 particular requirements: Sec 7 lighting chains (First Revision) | Product Specification | Identical under dual numbering
500 | IS 15382 (Part 4):2017 | 30 Jun 2017 | Insulation Coordination for Equipment Within Low-voltage Systems Part 4 Consideration of High-frequency Voltage Stress (First Revision) | Methods of Tests | Identical under dual numbering
501 | IS/IEC 61968 (Part 2):2011 | 31 May 2017 | Application integration at electric utilities - System interfaces for distribution management: Part 2 glossary | Code of Practice | Identical under single numbering
502 | IS/IEC 61968 (Part 6):2015 | 31 May 2017 | Application integration at electric utilities - System interfaces for distribution management: Part 6 interfaces for maintenance and construction | Others | Identical under single numbering
503 | IS 16659:2017 | 31 May 2017 | Fluids for electrotechnical applications - Unused natural esters for transformers and similar electrical equipment | Product Specification | Identical under dual numbering
504 | IS 2026 (Part 6):2017 | 31 May 2017 | Power transformers: Part 6 reactors | Product Specification | Identical under dual numbering
505 | IS 3961 (Part 7):2017 | 31 May 2017 | Recommended current ratings for cables: Part 7 crosslinked polyethylene insulated thermoplastic sheathed cables | Code of Practice | Indigenous
506 | IS/IEC 60255 (Part 21/Sec 3):1993 | 31 May 2017 | Electrical Relays Part 21 Vibration, Shock, Bump and Seismic Tests on Measuring Relays and Protection Equipment Section 3 Seismic tests | Methods of Tests | Identical under dual numbering
507 | IS 3961 (Part 2):2017 | 30 Apr 2017 | Recommended current ratings for cables: Part 2 PVC insulated and PVC sheathed heavy duty cables (First Revision) | Code of Practice | Indigenous
508 | IS 16444 (Part 2):2017 | 30 Apr 2017 | AC static transformer operated watthour and var - Hour smart meters, class 0.2 S, 0.5 S and 1.0 S: Part 2 specification transformer operated smart meters | Product Specification | Indigenous
509 | IS 15959 (Part 3):2017 | 30 Apr 2017 | Data Exchange for Electricity Meter Reading, Tariff and Load Control - Companion Specification: Part 3 Smart Meter (Transformer Operated kWh and kVARh, Class 0.2 S, 0.5 S and 1.0 S) | Others | Indigenous
510 | IS 16230:2017 | 30 Apr 2017 | Photovoltaic (PV) Stand-Alone Systems - Design Verification | Product Specification | Identical under dual numbering
511 | IS 16220 (Part 2):2017 | 30 Apr 2017 | General Purpose Lead-Acid Batteries (Valve-Regulated Types) Part 2 Dimensions, Terminals and Marking | Dimensions | Identical under dual numbering
512 | IS 10189 (Part 1):2017 | 31 Mar 2017 | Industrial - Process control valves: Part 1 control valve terminology and general considerations (First Revision) | Terminology | Identical under dual numbering
513 | IS 13730 (Part 23):2017 | 31 Mar 2017 | Specifications for particular types of winding wires: Part 23 solderable polyesterimide enamelled round copper wire, class 180 | Product Specification | Identical under dual numbering
514 | IS 15086 (Part 4):2017 | 31 Mar 2017 | Surge arresters: Part 4 metal - Oxide surge arresters without gaps for A.C. systems | Product Specification | Identical under dual numbering
515 | IS 15999 (Part 15):2017 | 31 Mar 2017 | Rotating Electrical Machines Part 15 Impulse Voltage Withstand Levels of Form-Wound Stator Coils for Rotating ac Machines | Code of Practice | Identical under dual numbering
516 | IS 13730 (Part 21):2017 | 31 Mar 2017 | Specifications for particular types of winding wires: Part 21 solderable polyurethane enamelled round copper wire overcoated with polyamide, class 155 | Product Specification | Identical under dual numbering
517 | IS 16497 (Part 1):2017 | 31 Mar 2017 | Test methods for quantitative determination of corrosive sulphur compounds in unused and used insulating liquids: Part 1 test method for quantitative determination of dibenzyldisulfide (Dbds) | Methods of Tests | Identical under dual numbering
518 | IS 13234 (Part 3):2017 | 31 Mar 2017 | Short - Circuit currents in three - Phase A.C. systems: Part 3 current during two separate simultaneous line - To - Earth short circuits and partial short - Circuit currents flowing through earth | Code of Practice | Identical under dual numbering
519 | IS 16636:2017 | 31 Mar 2017 | Automatic power factor correction (APFC) panels for voltage rating up to and including 1000 V | Product Specification | Indigenous
520 | IS 16498 (Part 2):2017 | 28 Feb 2017 | Specification for Pressboard and Presspaper for Electrical Purposes Part 2 Methods of Tests | Methods of Tests | Identical under dual numbering
521 | IS 13631:2017 | 31 Jan 2017 | Detection and determination of specified additives in mineral insulating oils (First Revision) | Methods of Tests | Identical under dual numbering
522 | IS 16503 (Part 2):2017 | 31 Jan 2017 | Safety of Machinery - Indication, Marking and Actuation Part 2 Requirements for Marking | Code of Practice | Identical under dual numbering
523 | IS 13730 (Part 35):2017 | 31 Jan 2017 | Specifications for particular types of winding wires: Part 35 solderable polyurethane enamelled round copper wire, class 155, with a bonding layer | Product Specification | Identical under dual numbering
524 | IS 13730 (Part 36):2017 | 31 Jan 2017 | Specifications for particular types of winding wires: Part 36 solderable polyesterimide enamelled round copper wire, class 180, with a bonding layer | Product Specification | Identical under dual numbering
525 | IS/IEC 60255 (Part 151):2009 | 31 Dec 2016 | Measuring relays and protection equipment: Part 151 functional requirements for over/under current protection | Code of Practice | Identical under dual numbering
526 | IS/IEC 60255 (Part 127):2010 | 31 Dec 2016 | Measuring relays and protection equipment: Part 127 functional requirements for over/under voltage protection | Code of Practice | Identical under dual numbering
527 | IS 16227 (Part 1):2016 | 31 Dec 2016 | Instrument transformers: Part 1 general requirements | Product Specification | Identical under dual numbering
528 | IS/IEC 61537:2006 | 31 Dec 2016 | Cable Management - Cable Tray System and Cable Ladder System | Product Specification | Identical under dual numbering
529 | IS 10189 (Part 4):2016 | 31 Oct 2016 | Industrial - Process control valves Part 4 inspection and routine testing | Methods of Tests | Identical under dual numbering
530 | IS 12640 (Part 2):2016 | 31 Jul 2016 | Residual current operated circuit - Breakers with integral overcurrent protection for household and similar uses (Rcbos): Part 2 general rules | Product Specification | Identical under dual numbering
531 | IS 2071 (Part 1):2016 | 31 Jul 2016 | High - Voltage test techniques: Part 1 general definitions and test requirements (Third Revision) | Product Specification | Identical under dual numbering
532 | IS 3961 (Part 6):2016 | 28 Feb 2016 | Recommended Current Ratings for Cables Part 6 Crosslinked Polyethylene Insulated PVC Sheathed Cables | Code of Practice | Indigenous
533 | IS 16227 (Part 2):2016 | 28 Feb 2016 | Instrument transformers: Part 2 additional requirements for current transformers | Product Specification | Identical under dual numbering
534 | IS 16463 (Part 11):2016 | 28 Feb 2016 | Low - Voltage surge protective devices: Part 11 surge protective devices connected to low - Voltage power systems - Requirements and test methods | Product Specification | Identical under dual numbering
535 | IS 15959 (Part 2):2016 | 31 Jan 2016 | Data Exchange for Electricity Meter Reading, Tariff and Load Control - Companion Specification: Part 2 Smart Meter | Others | Indigenous
536 | IS/ISO 13261 (Part 1):1998 | 31 Jan 2016 | Sound power rating of air - Conditioning and air - Source heat pump equipment: Part 1 non - Ducted outdoor equipment | Others | Identical under dual numbering
537 | IS 12747 (Part 3):2015 | 31 Dec 2015 | Combined flexible materials for electrical insulation: Part 3 specifications for individual materials (First Revision) | Product Specification | Identical under dual numbering
538 | IS 16227 (Part 4):2015 | 31 Dec 2015 | Instrument transformers: Part 4 additional requirements for combined transformers | Product Specification | Identical under dual numbering
539 | IS 16336 (Part 2):2015 | 31 Dec 2015 | Common information model (CIM) for information exchange in the context of electrical utilities: Part 2 CIM Extensions for ABT based regulated markets and load shedding and restoration mechanism | Code of Practice | Indigenous
540 | IS 16331:2015 | 31 Dec 2015 | Fipronil granules - Specification | Product Specification | Indigenous
541 | IS 12021:2015 | 30 Nov 2015 | Control transformers or switchgear and controlgear for voltages not exceeding 1000 v a.c. - Specification (First Revision) | Product Specification | Indigenous
542 | IS 13514:2015 | 31 Aug 2015 | Secondary batteries (Except Lithium) for the propulsion of electric road vehicles - Performance and endurance tests (First Revision) | Product Specification | Identical under dual numbering
543 | IS 3024:2015 | 31 Aug 2015 | Cold Rolled Grain Oriented Electrical Steel Strip and Sheet Delivered in Fully Processed State (Third Revision) | Product Specification | Not Equivalent
544 | IS 16220 (Part 1):2015 | 31 Aug 2015 | General purpose lead - Acid batteries (Valve - Regulated Types): Part 1 general requirements, functional characteristics - Methods of test | Methods of Tests | Identical under dual numbering
545 | IS 16227 (Part 3):2015 | 31 Aug 2015 | Instrument transformers: Part 3 additional requirements for inductive voltage transformers | Product Specification | Identical under dual numbering
546 | IS 16227 (Part 5):2015 | 31 Aug 2015 | Instrument transformers: Part 5 additional requirements for capacitors voltage transformers | Product Specification | Identical under dual numbering
547 | IS 16373:2015 | 31 Aug 2015 | Lead acid storage batteries for motor vehicles - Valve regulated type | Product Specification | Modified/Technically Equivalent
548 | IS/IEC/TR 61341:2010 | 31 May 2015 | Method of Measurement of Centre Beam Intensity and Beam Angle(S) of Reflector Lamps | Methods of Tests | Identical under single numbering
549 | IS 62305 (Part 1):2010 | 31 Mar 2015 | Protection against lightning: Part 1 general principles | Code of Practice | Identical under single numbering
550 | IS/IEC 60079 (Part 29/Sec 4):2009 | 31 Dec 2014 | Explosive atmospheres: Part 29 gas detectors: Sec 4 performance requirements of open path detectors for flammable gases | Product Specification | Identical under single numbering
551 | IS/IEC 60044 (Part 7):1999 | 30 Nov 2014 | Instrument transformers: Part 7 electronic voltage transformers | Product Specification | Identical under single numbering
552 | IS 16179 (Part 1):2014 | 30 Sep 2014 | Statistical methods - Guidelines for the evaluation of conformity with specified requirements: Part 1 general principles | Others | Identical under dual numbering
553 | IS 15382 (Part 2/Sec 1):2014 | 31 Aug 2014 | Insulation coordination for equipment within low - Voltage systems: Part 2 application guide: Sec 1 explanation of the application of the IEC 60664 series, dimensioning examples and dielectric testing (First Revision) | Dimensions | Identical under dual numbering
554 | IS 1180 (Part 1):2014 | 31 Jul 2014 | Outdoor Type Oil Immersed Distribution Transformers Upto and Including 2 500 kVA, 33kV - Specification Part 1 Mineral Oil Immersed (Fourth Revision) | Product Specification | Indigenous
555 | IS/IEC 60479-3:1998 | 30 Jun 2014 | Effects of current on human beings and livestock: Part 3 effects of currents passing through the body of livestock | Safety Standard | Identical under single numbering
556 | IS 10322 (Part 1):2014 | 31 May 2014 | Luminaires: Part 1 general requirements and tests (First Revision) | Product Specification | Modified/Technically Equivalent
557 | IS 302 (Part 2/Sec 25):2014 | 31 May 2014 | Safety of household and similar electrical appliances: Part 2 Particular requirements: Section 25 Microwave ovens | Product Specification | Modified/Technically Equivalent
558 | IS/IEC 60479 (Part 5):2007 | 31 Mar 2014 | Effects of current on human beings and livestock: Part 5 touch voltage threshold values for physiological effects | Safety Standard | Identical under single numbering
559 | IS 16148:2014 | 28 Feb 2014 | Metal halide lamps - Performance specification | Product Specification | Identical under dual numbering
560 | IS 16166:2014 | 28 Feb 2014 | Sample preparation for measurement of mercury level in fluorescent lamps | Others | Identical under dual numbering
561 | IS/IEC 60479 (Part 4):2004 | 28 Feb 2014 | Effects of current on human beings and livestock: Part 4 effects of lightning strokes on human beings and livestock | Code of Practice | Identical under single numbering
562 | IS 13730 (Part 43):2013 | 31 Dec 2013 | Specification for particular types of winding wires: Part 43 aromatic polyimide tape wrapped round copper wire, class 240 (First Revision) | Product Specification | Identical under dual numbering
563 | IS 13730 (Part 44):2013 | 31 Dec 2013 | Specification for particular types of winding wires: Part 44 aromatic polyimide tape wrapped rectangular copper wire, class 240 (First Revision) | Product Specification | Identical under dual numbering
564 | IS 15974:2013 | 31 Dec 2013 | Auxiliaries for lamps starting devices (Other Than Glow Starters) - Performance requirements | Product Specification | Modified/Technically Equivalent
565 | IS 14841 (Part 4/Sec 1):2013 | 31 Dec 2013 | Packaging of winding wires: Part 4 methods of test: Sec 1 delivery spools made from thermoplastic materials (First Revision) | Methods of Tests | Identical under dual numbering
566 | IS 1652:2013 | 31 Oct 2013 | Stationary cells and batteries, lead - Acid type with plante positive plates - Specification (Fourth Revision) | Product Specification | Indigenous
567 | IS 8130:2013 | 31 Oct 2013 | Conductors for insulated electric cables and flexible cords - Specification (Second Revision) | Product Specification | Modified/Technically Equivalent
568 | IS 10322 (Part 5/Sec 5):2013 | 31 Jul 2013 | Luminaires: Part 5 particular requirements: Sec 5 floodlights (First Revision) | Product Specification | Modified/Technically Equivalent
569 | IS 10322 (Part 5/Sec 6):2013 | 31 Jul 2013 | Luminaires: Part 5 particular requirements: Sec 6 handlamps | Product Specification | Modified/Technically Equivalent
570 | IS 10322 (Part 5/Sec 8):2013 | 31 Jul 2013 | Luminaires: Part 5 particular requirements: Sec 8 emergency lighting | Product Specification | Modified/Technically Equivalent
571 | IS 15967 (Part 1):2013 | 30 Jun 2013 | Capacitors for use in tubular fluorescent and other discharge lamp circuits: Part 1 safety requirements | Safety Standard | Modified/Technically Equivalent
572 | IS 16084:2013 | 30 Jun 2013 | Mineral insulating oils - Determination of kinematic viscosity at very low temperatures | Methods of Tests | Identical under dual numbering
573 | IS 16086:2013 | 30 Jun 2013 | Insulating liquids - Determination of the dielectric dissipation factor by measurement of the conductance and capacitance - Test method | Methods of Tests | Identical under dual numbering
574 | IS 16099:2013 | 30 Jun 2013 | Synthetic organic esters for electrical purposes - Guide for maintenance of transformer esters in equipment | Code of Practice | Identical under dual numbering
575 | IS 5154 (Part 1):2013 | 30 Jun 2013 | Lead - Acid traction batteries: Part 1 general requirements and methods of test (Second Revision) | Product Specification | Identical under dual numbering
576 | IS 13236:2013 | 31 May 2013 | Insulating liquids - Methods for counting and sizing particles (First Revision) | Methods of Tests | Identical under dual numbering
577 | IS 15967 (Part 2):2013 | 31 May 2013 | Capacitors for use in tubular fluorescent and other discharge lamp circuits: Part 2 performance requirements | Product Specification | Modified/Technically Equivalent
578 | IS 15968:2013 | 31 May 2013 | Ballasts for tubular fluorescent lamps - Performance requirements | Product Specification | Modified/Technically Equivalent
579 | IS 16082:2013 | 31 May 2013 | Insulating liquids - Contamination by polychlorinated biphenyls (PCBS) - Method of determination by capillary column gas chromatography | Methods of Tests | Identical under dual numbering
580 | IS 16083:2013 | 31 May 2013 | Specification for unused insulating mineral oils for cables with oil ducts | Product Specification | Identical under dual numbering
581 | IS 13778 (Part 2):2013 | 30 Apr 2013 | Winding wires - Test methods: Part 2 determination of dimensions (First Revision) | Dimensions | Identical under dual numbering
582 | IS 14902 (Part 2):2013 | 30 Apr 2013 | Performance of high - Voltage direct current (Hvdc) systems with line - Commutated converters: Part 2 faults and switching (First Revision) | Product Specification | Identical under dual numbering
583 | IS 14902 (Part 3):2013 | 30 Apr 2013 | Performance of high - Voltage direct current (Hvdc) systems with line - Commutated converters: Part 3 dynamic conditions (First Revision) | Product Specification | Identical under dual numbering
584 | IS 16049:2013 | 30 Apr 2013 | Secondary cells and batteries containing alkaline or other non - Acid electrolytes - Sealed nickel - Cadmium prismatic rechargeable single cells | Product Specification | Identical under dual numbering
585 | IS 16076:2013 | 30 Apr 2013 | High - Voltage direct current (Hvdc) installations - System tests | Methods of Tests | Identical under dual numbering
586 | IS 16081:2013 | 31 Mar 2013 | Insulating liquids - Specifications for unused synthetic organic esters for electrical purposes | Product Specification | Identical under dual numbering
587 | IS 13503:2013 | 31 Mar 2013 | Classification of insulating liquids (First Revision) | Terminology | Identical under dual numbering
588 | IS 13585 (Part 2):2013 | 28 Feb 2013 | Shunt power capacitors of the non - Self - Healing type for a.c. systems having a rated voltage up to and including 1 000 v: Part 2 ageing test and destruction test | Methods of Tests | Identical under dual numbering
589 | IS 13585 (Part 3):2013 | 28 Feb 2013 | Shunt power capacitors of the non - Self - Healing type for a.c. systems having a rated voltage up to and including 1 000 V: Part 3 internal fuses | Product Specification | Identical under dual numbering
590 | IS 8504 (Part 2):2013 | 31 Jan 2013 | Electrical insulating materials - Thermal endurance properties: Part 2 determination of thermal endurance properties of electrical insulating materials - Choice of test criteria (First Revision) | Methods of Tests | Identical under dual numbering
591 | IS 8504 (Part 4):2013 | 31 Jan 2013 | Electrical insulating materials - Thermal endurance properties: Part 4 instructions for calculating thermal endurance characteristics (First Revision) | Methods of Tests | Identical under dual numbering
592 | IS 8504 (Part 5/Sec 1):2012 | 31 Dec 2012 | Electrical Insulating Materials -Thermal Endurance Properties -Part 5 Ageing Ovens : Section 1 Single-chamber Ovens | Product Specification | Identical under dual numbering
593 | IS 8504 (Part 5/Sec 2):2012 | 31 Dec 2012 | Electrical insulating materials - Thermal endurance properties: Part 5 ageing ovens: Sec 2 precision ovens for use up to 300°C | Product Specification | Identical under dual numbering
594 | IS 8504 (Part 5/Sec 3):2012 | 31 Dec 2012 | Electrical insulating materials - Thermal endurance properties: Part 5 ageing ovens: Sec 3 multi - Chamber ovens | Product Specification | Identical under dual numbering
595 | IS 8504 (Part 6):2012 | 31 Dec 2012 | Electrical insulating materials - Thermal endurance properties: Part 6 determination of relative thermal endurance index (RTE) of an insulating material | Methods of Tests | Identical under dual numbering
596 | IS 8504 (Part 7):2012 | 31 Dec 2012 | Electrical insulating materials - Thermal endurance properties: Part 7 determination of thermal endurance indices (TI And RTE) of an insulating material using the fixed time frame method | Methods of Tests | Identical under dual numbering
597 | IS 8504 (Part 1):2012 | 31 Dec 2012 | Electrical insulating materials - Thermal endurance properties: Part 1 ageing procedures and evaluation of test results (Second Revision) | Methods of Tests | Identical under dual numbering
598 | IS/IEC 60060 (Part 2):2010 | 31 Oct 2012 | High - Voltage test techniques: Part 2 measuring systems | Methods of Tests | Identical under single numbering
599 | IS 13778 (Part 5):2012 | 31 Aug 2012 | Winding wires - Test methods: Part 5 electrical properties (First Revision) | Methods of Tests | Identical under dual numbering
600 | IS 13730 (Part 0/Sec 3):2012 | 31 Jul 2012 | Specifications for particular types of winding wires: Part 0 general requirements: Sec 3 enamelled round aluminium wire (First Revision) | Product Specification | Identical under dual numbering
601 | IS/IEC 62056-46:2007 | 31 Jul 2012 | Electricity metering - Data exchange for meter reading, tariff and load control: Part 46 data link layer using HDLC protocol | Others | Identical under single numbering
602 | IS/IEC 60371 (Part 1):2003 | 31 May 2012 | Specification for insulating materials based on MICA: Part 1 definitions and general requirements | Product Specification | Identical under single numbering
603 | IS/IEC 60371 (Part 2):2004 | 31 May 2012 | Specification for insulating materials based on MICA: Part 2 methods of test | Methods of Tests | Identical under single numbering
604 | IS/IEC 60371 (Part 3/Sec 2):2005 | 31 May 2012 | Specification for Insulating Materials Based on MICA, Part 3 Specification for Individual Materials Section 2 Mica Paper | Product Specification | Identical under single numbering
605 | IS/IEC 60371 (Part 3/Sec 3):1983 | 31 May 2012 | Specification for Insulating Materials Based on MICA, Part 3 Specification for Individual Materials Section 3 Specification for Rigid Mica Materials for Heating Equipment | Product Specification | Identical under single numbering
606 | IS/IEC 60371 (Part 3/Sec 5):2005 | 31 May 2012 | Specification for Insulating Materials Based on MICA, Part 3 Specification for Individual Materials, Section 5 Glass-Backed Mica Paper with an Epoxy Resin Binder for Post Impregnation (VPI) | Product Specification | Identical under single numbering
607 | IS/IEC 60371_3_9:1995 | 31 May 2012 | Specification for Insulating Materials Based on MICA Part 3 Specification for Individual Materials Section 9 Moulding Micanite | Product Specification | Identical under single numbering
608 | IS/IEC/TR 62051:Part 1 : 2004 | 30 Apr 2012 | Electricity metering - Data exchange for meter reading, tariff and load control - Glossary of terms: Part 1 terms related to data exchange with metering equipment using DLMS/cosem | Terminology | Identical under single numbering
609 | IS/IEC 62056 (Part 21):2002 | 30 Apr 2012 | Electricity metering - Data exchange for meter reading, tariff and load control: Part 21 direct local data exchange | Others | Identical under single numbering
610 | IS/IEC 62056 (Part 42):2002 | 30 Apr 2012 | Electricity metering - Data exchange for meter reading, tariff and load control: Part 42 physical layer services and procedures for connection - Oriented asynchronous data exchange | Others | Identical under single numbering
611 | IS 1271:2012 | 30 Apr 2012 | Electrical insulation - Thermal evaluation and designation (Second Revision) | Others | Identical under dual numbering
612 | IS 12747 (Part 2):2012 | 30 Apr 2012 | Combined flexible materials for electrical insulation: Part 2 methods of test (First Revision) | Methods of Tests | Identical under dual numbering
613 | IS 13585 (Part 1):2012 | 30 Apr 2012 | Shunt power capacitors of the non - Self - Healing type for ac systems having a rated voltage up to and including 1 000 v: Part 1 general - Performance, testing and rating - Safety requirements - Guide for installation and operation (First Revision) | Others | Identical under dual numbering
614 | IS 13730 (Part 0/Sec 5):2012 | 30 Apr 2012 | Specifications for particular types of winding wires: Part 0 general requirements: Sec 5 glass - Fibre braided, resin or varnish impregnated, bare or enamelled rectangular copper wire (First Revision) | Product Specification | Identical under dual numbering
615 | IS 1885 (Part 51):2012 | 30 Apr 2012 | Electrotechnical vocabulary: Part 51 industrial electroheat (Second Revision) | Terminology | Identical under dual numbering
616 | IS 2419:2012 | 30 Apr 2012 | Panel mounted equipment - Electrical measuring instrument - Dimensions for panel mounting (Second Revision) | Dimensions | Identical under dual numbering
617 | IS/IEC 60371 (Part 3/Sec 7):1995 | 30 Apr 2012 | Specification for Insulating Materials Based on MICA Part 3 Specification for Individual Materials Section 7 Polyester Film Mica Paper with an Epoxy Resin Binder for Single Conductor Taping | Product Specification | Identical under single numbering
618 | IS/IEC 60371 (Part 3/Sec 8):1995 | 30 Apr 2012 | Specification for Insulating Materials Based on MICA Part 3 Specification for Individual Materials Section 8 Mica Paper Tapes for Flame Resistant Security Cables | Product Specification | Identical under single numbering
619 | IS 10322 (Part 5/Sec 1):2012 | 31 Mar 2012 | Luminaires: Part 5 particular requirements: Sec 1 fixed general purpose luminaires (First Revision) | Product Specification | Modified/Technically Equivalent
620 | IS 10322 (Part 5/Sec 2):2012 | 31 Mar 2012 | Luminaires: Part 5 particular requirements: Sec 2 recessed luminaires (First Revision) | Product Specification | Modified/Technically Equivalent
621 | IS 10322 (Part 5/Sec 3):2012 | 31 Mar 2012 | Luminaires: Part 5 particular requirements: Sec 3 luminaires for road and street lighting (First Revision) | Product Specification | Modified/Technically Equivalent
622 | IS 13730 (Part 3):2012 | 31 Mar 2012 | Specifications for particular types of winding wires: Part 3 polyester enamelled round copper wire, class 155 (First Revision) | Product Specification | Identical under dual numbering
623 | IS 16107 (Part 1):2012 | 31 Mar 2012 | Luminaires performance: Part 1 general requirements | Product Specification | Modified/Technically Equivalent
624 | IS 16107 (Part 2/Sec 1):2012 | 31 Mar 2012 | Luminaires performance: Part 2 particular requirements: Sec 1 led luminaire | Product Specification | Modified/Technically Equivalent
625 | IS/IEC 60371 (Part 3/Sec 4):1992 | 31 Mar 2012 | Specification for insulating materials based on MICA, Part 3 Specifications for individual materials Section 4 Polyester film-backed mica paper with a B-stage epoxy resin binder | Product Specification | Identical under single numbering
626 | IS/IEC 60371 (Part 3/Sec 6):1992 | 31 Mar 2012 | Specification for Insulating Materials based on MICA, Part 3 Specifications for Individual Materials, Section 6 Glass backed Mica Paper with a B-stage Epoxy Resin Binder | Product Specification | Identical under single numbering
627 | IS 15885 (Part 2/Sec 13):2012 | 28 Feb 2012 | Safety of lamp controlgear: Part 2 particular requirements: Sec 13 d.c. or a.c. supplied electronic controlgear for led modules | Product Specification | Modified/Technically Equivalent
628 | IS 16101:2012 | 28 Feb 2012 | General lighting - Leds and led modules - Terms and definitions | Terminology | Identical under dual numbering
629 | IS 16102 (Part 1):2012 | 28 Feb 2012 | Self - Ballasted led lamps for general lighting services: Part 1 safety requirements | Product Specification | Modified/Technically Equivalent
630 | IS 16104:2012 | 28 Feb 2012 | D.C. or A.C. supplied electronic control gear for led modules - Performance requirements | Product Specification | Modified/Technically Equivalent
631 | IS 16105:2012 | 28 Feb 2012 | Method of measurement of lumen maintenance of solid state light (Led) sources | Methods of Tests | Modified/Technically Equivalent
632 | IS 16106:2012 | 28 Feb 2012 | Method of electrical and photometric measurements of solid state lighting (Led) products | Methods of Tests | Modified/Technically Equivalent
633 | IS 16108:2012 | 28 Feb 2012 | Photobiological safety of lamps and lamp systems | Others | Identical under dual numbering
634 | IS 2026 (Part 1):2011 | 31 Dec 2011 | Power transformers: Part 1 general (Second Revision) | Product Specification | Modified/Technically Equivalent
635 | IS 2026 (Part 5):2011 | 31 Dec 2011 | Power transformers: Part 5 ability to with stand short circuit (First Revision) | Methods of Tests | Modified/Technically Equivalent
636 | IS 7098 (Part 2):2011 | 31 Dec 2011 | Crosslinked polyethylene insulated thermoplastic sheathed cables - Specification: Part 2 for working voltages from 3.3 kV up to and including 33 kV (Second Revision) | Product Specification | Modified/Technically Equivalent
637 | IS 13573 (Part 1):2011 | 31 Dec 2011 | Cable accessories for extruded power cables - Specification: Part 1 for working voltages from 1.1 kV up to and including 3.3 kV (E) - Test methods and test requirements (First Revision) | Methods of Tests | Modified/Technically Equivalent
638 | IS 13573 (Part 2):2011 | 31 Dec 2011 | Cable accessories for extruded power cables - Specification: Part 2 for working voltages from 3.3 kV (Ue) up to and including 33 kV (E) - Test requirements (First Revision) | Methods of Tests | Modified/Technically Equivalent
639 | IS 13573 (Part 3):2011 | 31 Dec 2011 | Cable accessories for extruded power cables - Specification: Part 3 for working voltages from 3.3 kV (UE) up to and including 33 KV (E) - Test methods (First Revision) | Methods of Tests | Modified/Technically Equivalent
640 | IS 12747 (Part 1):2011 | 31 Aug 2011 | Combined flexible materials for electrical insulation: Part 1 definitions and general requirements (First Revision) | Others | Identical under dual numbering
641 | IS 8516:2011 | 31 Aug 2011 | Electrical insulating materials - Determination of electrolytic corrosion caused by insulating materials - Test methods (First Revision) | Methods of Tests | Identical under dual numbering
642 | IS 9947:2011 | 31 Aug 2011 | Electrical insulating materials used under severe ambient conditions - Test methods for evaluating resistance to tracking and erosion (First Revision) | Methods of Tests | Identical under dual numbering
643 | IS/IEC 60371 (Part 3/Sec 1):2006 | 31 Aug 2011 | Specification for insulating materials based on mica, Part 3 Specification for individual materials, Section 1 Commutator Separators and materials | Product Specification | Identical under single numbering
644 | IS/IEC 61558 (Part 2/Sec 7):2007 | 31 Aug 2011 | Safety of power transformers, power supplies reactors and similar products: Part 2 - 7 particular requirements and tests for transformers and power supplies for toys | Safety Standard | Identical under single numbering
645 | IS 4029:2010 | 31 May 2011 | Guide for testing three phase induction motors (First Revision) | Terminology | Indigenous
646 | IS 694:2010 | 31 May 2011 | Polyvinyl chloride insulated unsheathed and sheathed cables/cords with rigid and flexible conductor for rated voltages up to and including 1 100 V (Fourth Revision) | Product Specification | Modified/Technically Equivalent
647 | IS 15882:2009 | 31 May 2011 | Ballasts for discharge lamps (Excluding Tubular Fluorescent Lamps) - Performance requirements | Product Specification | Modified/Technically Equivalent
648 | IS 15885 (Part 1):2011 | 31 May 2011 | Safety of lamp controlgear: Part 1 general requirements | Product Specification | Modified/Technically Equivalent
649 | IS 15885 (Part 2/Sec 1):2011 | 31 May 2011 | Safety of lamp control gear: Part 2 particular requirements: Sec 1 starting devices (Other Than Glow Starters) | Safety Standard | Modified/Technically Equivalent
650 | IS 15885 (Part 2/Sec 3):2011 | 31 May 2011 | Safety of lamp control gear: Part 2 particular requirements: Sec 3 ac supplied electronic ballasts for fluorescent lamps | Safety Standard | Modified/Technically Equivalent
651 | IS 15885 (Part 2/Sec 8):2011 | 31 May 2011 | Safety of lamp control gear: Part 2 particular requirements: Sec 8 ballasts for fluorescent lamps | Safety Standard | Modified/Technically Equivalent
652 | IS 15885 (Part 2/Sec 9):2011 | 31 May 2011 | Safety of lamp control gear: Part 2 particular requirements: Sec 9 ballasts for discharge lamps (Excluding Fluorescent Lamps) | Safety Standard | Modified/Technically Equivalent
653 | IS 15959:2011 | 30 Apr 2011 | Data Exchange for Electricity Meter - Reading, Tariff and Load Control - Companion Specification | Product Specification | Indigenous
654 | IS 302 (Part 2/Sec 31):2009 | 31 Dec 2010 | Safety of household and similar electrical appliances: Part 2 particular requirements: Sec 31 range hoods | Safety Standard | Modified/Technically Equivalent
655 | IS 15906:2010 | 30 Nov 2010 | Measurement of mercury level in fluorescent lamps | Methods of Tests | Modified/Technically Equivalent
656 | IS 2026 (Part 2):2010 | 30 Apr 2010 | Power transformers: Part 2 temperature - Rise (First Revision) | Methods of Tests | Modified/Technically Equivalent
657 | IS 302 (Part 2/Sec 14):2009 | 31 Dec 2009 | Safety of household and similar electrical appliances: Part 2 particular requirements: Sec 14 electric kitchen machines (First Revision) | Product Specification | Modified/Technically Equivalent
658 | IS 302 (Part 2/Sec 15):2009 | 31 Dec 2009 | Safety of household and similar electrical appliances: Part 2 particular requirements: Sec 15 appliances for heating liquids (First Revision) | Product Specification | Modified/Technically Equivalent
659 | IS 302 (Part 2/Sec 23):2009 | 31 Dec 2009 | Safety of household and similar electrical appliances: Part 2 particular requirements: Sec 23 appliances for skin or hair care (First Revision) | Product Specification | Modified/Technically Equivalent
660 | IS 302 (Part 2/Sec 59):1999 | 31 Dec 2009 | Safety of household and similar electrical appliances: Part 2 particular requirements: Sec 59 insect killers | Safety Standard | Identical under dual numbering
661 | IS 302 (Part 2/Sec 6):2009 | 31 Dec 2009 | Safety of household and similar electrical appliances: Part 2 particular requirements: Sec 6 cooking ranges, hobs, ovens and similar appliances (First Revision) | Safety Standard | Modified/Technically Equivalent
662 | IS 2026 (Part 7):2009 | 31 Oct 2009 | Power transformers: Part 7 loading guide for oil - Immersed power transformers | Code of Practice | Identical under dual numbering
663 | IS/IEC 60529:2001 | 30 Jun 2009 | Degrees of protection provided by enclosures (IP Code) | Code of Practice | Identical under single numbering
664 | IS 2026 (Part 8):2009 | 31 Mar 2009 | Power transformers: Part 8 application guide | Code of Practice | Identical under dual numbering
665 | IS/IEC 60127 (Part 4):2005 | 31 Mar 2009 | Miniature fuses: Part 4 universal modular fuse - Links (Umf) - Through - Hole and surface mount types Amendment - 1 | Product Specification | Indigenous
666 | IS 5572:2009 | 31 Jan 2009 | Classification of hazardous areas (Other Than Mines) having flammable gases and vapours for electrical installation (Third Revision) | Code of Practice | Modified/Technically Equivalent
667 | IS 8603:2008 | 30 Sep 2008 | Dimensions for porcelain transformer bushings for use in heavily polluted atmospheres 12/17.5 kV, 24 kV and 36 kV (First Revision) | Dimensions | Indigenous
668 | IS 1885 (Part 10):2008 | 31 Aug 2008 | Electrotechnical vocabulary: Part 10 power system protection (Second Revision) | Others | Identical under dual numbering
669 | IS 1885 (Part 15):2008 | 31 Aug 2008 | Electrotechnical vocabulary: Part 15 primary and secondary cells and batteries (Second Revision) | Terminology | Identical under dual numbering
670 | IS 1885 (Part 27):2008 | 31 Aug 2008 | Electrotechnical vocabulary: Part 27 power electronics (Third Revision) | Terminology | Identical under dual numbering
671 | IS 1885 (Part 57):2008 | 31 May 2008 | Electrotechnical vocabulary: Part 57 circuit theory (Second Revision) | Terminology | Identical under dual numbering
672 | IS 302 (Part 2/Sec 201):2008 | 31 May 2008 | Safety of household and similar electrical appliances: Part 2 particular requirements: Sec 201 electric immersion water heaters (First Revision) | Safety Standard | Modified/Technically Equivalent
673 | IS 1401:2008 | 30 Apr 2008 | Protection of persons and equipment by enclosures - Probes for verification (Second Revision) | Product Specification | Modified/Technically Equivalent
674 | IS 15767:2008 | 30 Apr 2008 | Secondary cells and batieries containing alkaline or other non - Acid electrolytes - Nickel - Cadmium prismatic secondary single cells with partial gas recombination | Product Specification | Identical under dual numbering
675 | IS/IEC 60079 (Part 16):1990 | 30 Apr 2008 | Electrical apparatus for explosive gas atmospheres: Part 16 artificial ventilation for the protection of analyzer(S) houses | Others | Identical under single numbering
676 | IS 2824:2007 | 30 Nov 2007 | Method for the determination of the proof and the comparative tracking indices of solid insulating materials (Second Revision) | Others | Identical under dual numbering
677 | IS 302 (Part 2/Sec 30):2007 | 31 Aug 2007 | Safety of household and similar electrical appliances: Part 2 particular requirements: Sec 30 room heaters (First Revision) | Safety Standard | Modified/Technically Equivalent
678 | IS 15687 (Part 1):2006 | 30 Nov 2006 | Single - Capped fluorescent lamps: Part 1 safety requirements | Safety Standard | Modified/Technically Equivalent
679 | IS 15707:2006 | 30 Nov 2006 | Testing, evaluation, installation and maintenance of a.c. electricity meters - Code of practice | Code of Practice | Indigenous
680 | IS 2215:2006 | 31 Oct 2006 | Starters for fluorescent lamps (Third Revision) | Product Specification | Modified/Technically Equivalent
681 | IS 13465 (Part 3/Sec 6):2006 | 31 Jul 2006 | Resin based reactive compounds used for electrical insulation 2006: Part 3 specifications for individual materials: Sec 6 unsaturated polyester based impregnating resins | Others | Identical under dual numbering
682 | IS 15668:2006 | 30 Jun 2006 | Mineral insulating oils - Methods for the determination of 2 - Furural and related compounds | Methods of Tests | Identical under dual numbering
683 | IS 13465 (Part 3/Sec 4):2006 | 31 May 2006 | Resin based reactive compounds used for electrical insulation: Part 3 specifications for - Individual materials: Sec 4 filled polyurethane compounds (First Revision) | Product Specification | Identical under dual numbering
684 | IS 11426 (Part 1):2006 | 30 Apr 2006 | Alternating current precision electricity meters for testing purposes: Part 1 requirements for electro - Mechanical meters (First Revision) | Product Specification | Indigenous
685 | IS 13465 (Part 3/Sec 1):2006 | 30 Apr 2006 | Resin based reactive compounds used for electrical insulation: Part 3 specifications for individual materials: Sec 1 unfilled epoxy resinous compounds (First Revision) | Product Specification | Identical under dual numbering
686 | IS 13465 (Part 3/Sec 2):2006 | 30 Apr 2006 | Resin based reactive compounds used for electrical insulation: Part 3 specifications for individual materials: Sec 2 quartz filled epoxy resinous compounds (First Revision) | Product Specification | Identical under dual numbering
687 | IS 13465 (Part 3/Sec 3):2006 | 30 Apr 2006 | Resin based reactive compounds used for electrical insulation: Part 3 specifications for individual materials: Sec 3 unfilled polyurethane compounds (First Revision) | Product Specification | Identical under dual numbering
688 | IS 15654:2006 | 30 Apr 2006 | Supervisory Control and Data Acquisition (SCADA) System for Oil and Gas Pipeline | Code of Practice | Indigenous
689 | IS 15655:2006 | 30 Apr 2006 | Telecommunication facilities for operation and maintenance of oil and gas pipeline | Code of Practice | Indigenous
690 | IS 15664:2006 | 30 Apr 2006 | Gas turbines — Acceptance tests | Methods of Tests | Identical under dual numbering
691 | IS 15665:2006 | 30 Apr 2006 | Gas turbines - Vocabulary | Terminology | Identical under dual numbering
692 | IS 15666 (Part 1):2006 | 30 Apr 2006 | Gas turbines - Procurement: Part 1 general introduction and definitions | Dimensions | Identical under dual numbering
693 | IS 15666 (Part 2):2006 | 30 Apr 2006 | Gas turbines - Procurement: Part 2 standard reference conditions and ratings | Code of Practice | Identical under dual numbering
694 | IS 15666 (Part 3):2006 | 30 Apr 2006 | Gas turbines - Procurement: Part 3 design requirements | Code of Practice | Identical under dual numbering
695 | IS 15666 (Part 4):2006 | 30 Apr 2006 | Gas turbines - Procurement: Part 4 fuels and environment | Methods of Tests | Identical under dual numbering
696 | IS 15666 (Part 5):2006 | 30 Apr 2006 | Gas turbines - Procurement: Part 5 applications for petroleum and natural gas industries | Methods of Tests | Identical under dual numbering
697 | IS 15666 (Part 7):2006 | 30 Apr 2006 | Gas turbines - Procurement: Part 7 technical information | Methods of Tests | Identical under dual numbering
698 | IS 15666 (Part 8):2006 | 30 Apr 2006 | Gas turbines - Procurement: Part 8 inspection, testing, installation and commissioning | Methods of Tests | Identical under dual numbering
699 | IS 15666 (Part 9):2006 | 30 Apr 2006 | Gas turbines - Procurement: Part 9 reliability, availability, maintainability and safety | Safety Standard | Identical under dual numbering
700 | IS 15667:2006 | 30 Apr 2006 | Gas turbines - Data acquisition and trend monitoring system requirements for gas turbine installations | Methods of Tests | Identical under dual numbering
701 | IS 807:2006 | 30 Apr 2006 | Design, erection and testing (Structural Portion) of cranes and hoists - Code of practice (Second Revision) | Code of Practice | Indigenous
702 | IS 14254 (Part 1):2006 | 31 Mar 2006 | Programmable controllers: Part 1 - General information (First Revision) | Others | Identical under dual numbering
703 | IS 15644:2006 | 31 Mar 2006 | Safety of electric toys | Product Specification | Modified/Technically Equivalent
704 | IS 1876:2005 | 31 Oct 2005 | Voltage measurement by means of standard air gaps (First Revision) | Methods of Tests | Identical under dual numbering
705 | IS 13465 (Part 2):2005 | 30 Sep 2005 | Resin based reactive compounds used for electrical insulation: Part 2 methods of test (First Revision) | Methods of Tests | Identical under dual numbering
706 | IS 4160:2005 | 30 Sep 2005 | Interlocking switch socket outlets - Specification (First Revision) | Product Specification | Modified/Technically Equivalent
707 | IS 15549:2005 | 30 Jun 2005 | Stationary valve regulated lead acid batteries - Specification | Product Specification | Modified/Technically Equivalent
708 | IS 13465 (Part 1):2005 | 30 Apr 2005 | Resin based reactive compounds used for electrical insulation: Part 1 definitions and general requirements (First Revision) | Others | Identical under dual numbering
709 | IS 15560:2005 | 31 Jan 2005 | Point hooks with shank up to 160 tonne specification | Product Specification | Not Equivalent
710 | IS 2596:2004 | 30 Sep 2004 | Bulbs (Lamps) for Miners' Cap-Lamps | Product Specification | Modified/Technically Equivalent
711 | IS 15518 (Part 1):2004 | 31 Aug 2004 | Safety requirements for incandescent lamps: Part 1 tungsten filament lamps for domestic and similar general lighting purposes | Safety Standard | Modified/Technically Equivalent
712 | IS 15429:2004 | 30 Jun 2004 | Storage, installation and maintenance of DC motors - Code of practice | Code of Practice | Indigenous
713 | IS 418:2004 | 31 May 2004 | Tungsten filament lamps for domestic and similar general lighting purposes (Fourth Revision) | Product Specification | Modified/Technically Equivalent
714 | IS 15419:2004 | 28 Feb 2004 | Jib cranes - Code of practice | Code of Practice | Indigenous
715 | IS 15405 (Part 1):2003 | 30 Nov 2003 | Live working - Flame - Resistant materials for clothing for thermal protection of workers - Thermal hazards of an electric arc: Part 1 test methods | Methods of Tests | Identical under dual numbering
716 | IS 10810 (Part 64):2003 | 31 Oct 2003 | Methods of test for cables: Part 64 measurement of temperature index | Methods of Tests | Indigenous
717 | IS 15395:2003 | 31 Oct 2003 | Industrial AC networks affected by harmonics application of filters and shunt capacitors | Others | Identical under dual numbering
718 | IS 15406 (Part 1):2003 | 31 Oct 2003 | Capacitors for microwave ovens: Part 1 general | Others | Identical under dual numbering
719 | IS 8603 (Part 4):2003 | 31 Oct 2003 | Dimensions for porcelain transformer bushings for use in heavily polluted atmospheres: Part 4 : 52 kV bushings | Dimensions | Indigenous
720 | IS 15391:2003 | 31 Jul 2003 | Cold rolled non - Oriented electrical steel sheet and strip-semi-processed type - Specification | Product Specification | Not Equivalent
721 | IS 15368:2003 | 31 Jul 2003 | Cable reels for household and similar purposes | Product Specification | Modified/Technically Equivalent
722 | IS 9537 (Part 8):2003 | 30 Apr 2003 | Conduits for electrical installations - Specification: Part 8 rigid non - Threadable conduits of aluminium alloy | Product Specification | Modified/Technically Equivalent
723 | IS 14768 (Part 2):2003 | 28 Feb 2003 | Conduit fittings for electrical installations - Specification: Part 2 metal conduit fittings | Product Specification | Modified/Technically Equivalent
724 | IS 15259:2002 | 30 Nov 2002 | Installation and maintenance of home lifts - Code of practice | Code of Practice | Indigenous
725 | IS 15191:2002 | 31 Oct 2002 | Forged steel components for use with grade T (8) chain and chain slings - Specification | Product Specification | Not Equivalent
726 | IS 15218 (Part 1):2002 | 31 Oct 2002 | Electrical insulating materials - Determination of the effects of ionizing radiation: Part 1 radiation interaction and dosimetry | Others | Identical under dual numbering
727 | IS 13010:2002 | 30 Sep 2002 | AC watthour meters, class 0.5, 1 and 2 - Specification (First Revision) | Product Specification | Modified/Technically Equivalent
728 | IS 15199 (Part 2):2002 | 30 Sep 2002 | Power convertors installed on board railway rolling stock: Part 2 additional technical information | Terminology | Identical under dual numbering
729 | IS 15208:2002 | 30 Sep 2002 | Unidirectional non - Woven semi - Cured glass fibre tape - Specification | Others | Indigenous
730 | IS 9968 (Part 2):2002 | 31 Jul 2002 | Specification for elastomer - Insulated cables: Part 2 for working voltages from 3.3 kV up to and including 33 kV (First Revision) | Product Specification | Indigenous
731 | IS 15137:2002 | 31 May 2002 | Metal connecting lugs for porcelain transformer bushings - Specification | Product Specification | Indigenous
732 | IS 1012:2002 | 31 Mar 2002 | Turbine lubricating oils - Specification (Third Revision) | Product Specification | Indigenous
733 | IS 15111 (Part 2):2002 | 28 Feb 2002 | Self ballasted lamps for general lighting services: Part 2 performance requirements | Product Specification | Modified/Technically Equivalent
734 | IS 15111 (Part 1):2002 | 31 Jan 2002 | Self ballasted lamps for general lighting services: Part 1 safety requirements | Safety Standard | Modified/Technically Equivalent
735 | IS 15063:2001 | 31 Dec 2001 | Alkaline manganese dioxide cells - Specification | Product Specification | Modified/Technically Equivalent
736 | IS 14981:2001 | 31 Aug 2001 | Live working - Earthing or earthing and short - Circuiting equipment using lances as a short - Circuiting device - Lance earthing | Product Specification | Identical under dual numbering
737 | IS 12897:2001 | 31 Mar 2001 | Filaments for general service lamps - Guide (First Revision) | Others | Indigenous
738 | IS 14889:2000 | 31 Dec 2000 | Copper tamping powder for carbon brushes - Specification | Product Specification | Indigenous
739 | IS 4289 (Part 2):2000 | 31 Dec 2000 | Flexible cables for lifts and other flexible connections - Specification: Part 2 pvc insulated circular cables | Product Specification | Modified/Technically Equivalent
740 | IS 14841 (Part 2/Sec 1):2000 | 31 Oct 2000 | Packaging of winding wires: Part 2 cylindrical barrelled delivery spools: Sec 1 basic dimensions | Dimensions | Identical under dual numbering
741 | IS 14841 (Part 3/Sec 3):2000 | 31 Oct 2000 | Packaging of winding wires: Part 3 taper barrelled dellVery spools: Sec 3 specification for non - Returnable spools made from thermoplastic material | Product Specification | Identical under dual numbering
742 | IS 11448:2000 | 31 Jul 2000 | Application guide for AC electricity meters (First Revision) | Terminology | Indigenous
743 | IS 14841 (Part 2/Sec 2):2000 | 31 Jul 2000 | Packaging of winding wires: Part 2 cylindrical barrelled delivery spools: Sec 2 specification for returnable spools made fromThermoplastic materials | Product Specification | Identical under dual numbering
744 | IS 14841 (Part 3/Sec 1):2000 | 31 Jul 2000 | Packag - Ing of winding wires: Part 3 taper barrelled delivery spools: Sec 1 basic dimensions | Dimensions | Identical under dual numbering
745 | IS 14841 (Part 3/Sec 2):2000 | 31 Jul 2000 | Packaging of winding wires: Part 3 taper barrelled delivery spools: Sec 2 specification for returnable spools made fromThermoplastic materials | Product Specification | Identical under dual numbering
746 | IS 14841 (Part 3/Sec 4):2000 | 31 Jul 2000 | Packaging of winding wires: Part 3 taper barrelled delivery spools: Sec 4 basic dimensions of containers for taper barrelled delivery spools | Dimensions | Identical under dual numbering
747 | IS 8320:2000 | 31 Jul 2000 | General requirements and methods of tests for lead - Acid storage batteries (Second Revision) | Methods of Tests | Indigenous
748 | IS 9537 (Part 5):2000 | 30 Jun 2000 | Conduits four electrical installations - Part 5 pliable conduits of insulating material | Product Specification | Modified/Technically Equivalent
749 | IS 14782:2000 | 31 May 2000 | Code of practice for maintenance and testing of large lead acid batteries for generating stations and substations | Code of Practice | Indigenous
750 | IS 14768 (Part 1):2000 | 30 Apr 2000 | Conduit fittings for electrical installations - Specification: Part 1 general requirements | Others | Modified/Technically Equivalent
751 | IS 9537 (Part 6):2000 | 31 Mar 2000 | Conduits for electrical installations - Specification: Part 6 pliable conduits of metal or composite materials | Others | Modified/Technically Equivalent
752 | IS 302 (Part 2/Sec 76):1999 | 31 Dec 1999 | Safety of household and similar electrical appliances: Part 2 particular requirements: Sec 76 electric fence energizers | Safety Standard | Modified/Technically Equivalent
753 | IS 371:1999 | 30 Nov 1999 | Ceiling roses - Specification (Third Revision) | Product Specification | Indigenous
754 | IS 12554 (Part 2):1999 | 31 Aug 1999 | Specification for non - destructive coating thickness testing instruments - Part 2 magnetic instruments | Product Specification | Indigenous
755 | IS 3091:1999 | 31 Aug 1999 | Aluminium bronze ingots and castings for overhead fittings in electric traction - Specification (First Revision) | Product Specification | Indigenous
756 | IS 10026 (Part 2):1999 | 31 Jul 1999 | Insulating varnishes containing solvents: Part 2 methods of tests (First Revision) | Methods of Tests | Modified/Technically Equivalent
757 | IS 12346:1999 | 31 Jul 1999 | Testing equipment for AC electrical energy meters (First Revision) | Product Specification | Modified/Technically Equivalent
758 | IS 13730 (Part 45):1999 | 31 Jul 1999 | Specifications for particular types of winding wires: Part 45 polyester enamelled round copper wire, class 130 | Product Specification | Identical under dual numbering
759 | IS 14672:1999 | 30 Jun 1999 | Method of test for high voltage low current dry arc resistance of solid electrical insulation | Methods of Tests | Indigenous
760 | IS 8223:1999 | 30 Apr 1999 | Dimensions and output series for rotating electrical machines (First Revision) | Dimensions | Identical under dual numbering
761 | IS 9919:1999 | 30 Apr 1999 | Guide for selection and use of carbon brushes in electrical rotating machines (First Revision) | Terminology | Indigenous
762 | IS 3975:1999 | 31 Mar 1999 | Low carbon galvanized steel wires, formed wires and tapes for armouring of cables - Specification (Third Revision) | Product Specification | Indigenous
763 | IS 10026 (Part 3/Sec 1):1999 | 28 Feb 1999 | Insulating varnishes containing solvents: Part 3 specifications for individual materials: Sec 1 requirements for cold curing finishing varnishes (First Revision) | Product Specification | Modified/Technically Equivalent
764 | IS 13673 (Part 5):1999 | 28 Feb 1999 | Expression of performance of electrochemical analyzers: Part 5 oxidation - Reduction potential or redox potential | Others | Modified/Technically Equivalent
765 | IS 14569:1999 | 28 Feb 1999 | Commutators for electrical machines - Specification | Product Specification | Indigenous
766 | IS 10026 (Part 3/Sec 2):1999 | 31 Jan 1999 | Insulating varnishes containing solvents: Part 3 specifications for individual materials: Sec 2 requirements for hot curing varnishes (First Revision) | Product Specification | Modified/Technically Equivalent
767 | IS 12746 (Part 1/Sec 1):1999 | 31 Jan 1999 | Telecontrol equipment and systems: Part 1 general considerations: Sec 1 general principles | Code of Practice | Identical under dual numbering
768 | IS 10810 (Part 58):1998 | 30 Nov 1998 | Method of tests for cables:Part 58 oxygen index test | Methods of Tests | Modified/Technically Equivalent
769 | IS 1766:1998 | 30 Sep 1998 | Time switches for metering and load control (Second Revision) | Product Specification | Modified/Technically Equivalent
770 | IS 11298 (Part 3/Sec 4):1998 | 31 Jul 1998 | Plastic films for electrical purposes: Part 3 specifications for individual materials: Sec 4 requirements for polycarbonate (PC) films used for electrical insulation | Product Specification | Identical under dual numbering
771 | IS 11298 (Part 3/Sec 8):1998 | 31 Jul 1998 | Plastic films for electrical purposes: Part 3 specifications for individual materials: Sec 8 requirements for fluoroethylene - Propylene (FEP) films used for electrical insulation | Product Specification | Identical under dual numbering
772 | IS 14571:1998 | 31 Jul 1998 | Electrical measuring instruments - X - Y recorders | Product Specification | Identical under dual numbering
773 | IS 2993:1998 | 31 Jul 1998 | A.C. motor capacitors (Second Revision) | Product Specification | Identical under dual numbering
774 | IS 10026 (Part 1):1998 | 31 May 1998 | Insulating varnishes containing solvents: Part 1 definitions and general requirements (First Revision) | Terminology | Modified/Technically Equivalent
775 | IS 13465 (Part 3/Sec 5):1998 | 31 May 1998 | Solventless polymerisable resinous compounds used for electrical insulation - Specification: Part 3 specifications for individual materials: Sec 5 epoxy phenol novolac resin | Product Specification | Indigenous
776 | IS 14479:1998 | 31 Mar 1998 | Electrotechnical compatibility of electrical and electronic installations in ships - Specification | Methods of Tests | Modified/Technically Equivalent
777 | IS 302 (Part 2/Sec 2):1997 | 30 Sep 1997 | Safety of household and similar electrical appliances: Part 2 particular requirements: Sec 2 vacuum cleaners and water suction cleaning appliances | Product Specification | Modified/Technically Equivalent
778 | IS 649:1997 | 31 May 1997 | Methods of testing steel sheets for magnetic circuits of power electrical apparatus (Second Revision,) | Methods of Tests | Not Equivalent
779 | IS 14376:1996 | 30 Nov 1996 | Brush holders for electrical machines - Specification | Product Specification | Modified/Technically Equivalent
780 | IS 11182 (Part 3/Sec 2):1996 | 31 Oct 1996 | Guide for the evaluation of insulation systems of electrical equipment: Part 3 electrical endurance test procedures: Sec 2 evaluation procedures based on extreme - Value distributions | Terminology | Identical under dual numbering
781 | IS/IEC 41:1991 | 30 Sep 1996 | Field acceptance tests to determine the hydraulic performance of hydraulic turbines, storage pumps and pump - Turbines | Methods of Tests | Identical under single numbering
782 | IS 13730 (Part 16):1996 | 31 Jul 1996 | Specifications for particular types of winding wires: Part 16 polyester enamelled rectangular copper wire class 155 | Product Specification | Identical under dual numbering
783 | IS 14392:1996 | 31 Jul 1996 | General considerations for telecommunication services for electric power systems | Code of Practice | Identical under dual numbering
784 | IS 14353:1996 | 31 May 1996 | Guide for determining compatibility between enamelled winding wire and impregnating compounds | Others | Indigenous
785 | IS 14340:1996 | 31 Mar 1996 | Brass for current carrying parts in electrical wiring accessories - Specification | Product Specification | Indigenous
786 | IS 8783 (Part 1):1995 | 31 Oct 1995 | Winding wires for submersible motors - Specification: Part 1 conductor data (First Revision) | Dimensions | Indigenous
787 | IS 8783 (Part 4/Sec 2):1995 | 31 Oct 1995 | Winding wires for submersible motors - specification: Part 4 specification for individual wires: Sec 2 crosslinked polyethylene insulated and polyamide jacketed wires (First Revision) | Product Specification | Indigenous
788 | IS 11676:1995 | 30 Sep 1995 | Microwave ovens for household and similar purposes - Specification (First Revision) | Product Specification | Modified/Technically Equivalent
789 | IS 8783 (Part 2):1995 | 30 Sep 1995 | Winding wires for submersible motors - Specification: Part 2 materials for dielectric and jacket (First Revision) | Others | Indigenous
790 | IS 8783 (Part 4/Sec 3):1995 | 30 Sep 1995 | Winding wires for submersible motors - Specification: Part 4 specification for individual wires: Sec 3 polyester and polypropylene insulated winding wires (First Revision) | Product Specification | Indigenous
791 | IS 6362:1995 | 30 Jun 1995 | Designation of methods of cooling of rotating electrical machines (First Revision) | Terminology | Identical under dual numbering
792 | IS 8783 (Part 3):1995 | 30 Jun 1995 | Winding wires for submersible motors - Specification: Part 3 methods of tests (First Revision) | Methods of Tests | Indigenous
793 | IS 14255:1995 | 30 Apr 1995 | Aerial bunched cables - For working voltages up to and including 1 100 Volts - Specification | Product Specification | Indigenous
794 | IS 13730 (Part 15):1994 | 31 Dec 1994 | Particular types of winding wires: Part 15 polyesterimide enammelled round aluminium wire, class 180 | Product Specification | Modified/Technically Equivalent
795 | IS 14217:1994 | 31 Dec 1994 | Miners cap lamp batteries (Alkaline Type) - Specification | Product Specification | Modified/Technically Equivalent
796 | IS 14196:1994 | 30 Nov 1994 | Definitions and terminology of brush holders for electrical machines | Terminology | Identical under dual numbering
797 | IS 14218:1994 | 30 Nov 1994 | Sealed cylindrical type rechargeable nickel cadmium cells - Specification | Product Specification | Indigenous
798 | IS 14198 (Part 1):1994 | 31 Oct 1994 | Rules for steam turbine thermal acceptance tests: Part 1 method A - High accuracy for large condensing steam turbines | Methods of Tests | Identical under dual numbering
799 | IS 14198 (Part 2):1994 | 31 Oct 1994 | Rules for steam turbines thermal acceptance tests | Methods of Tests | Identical under dual numbering
800 | IS 13730 (Part 6):1994 | 30 Sep 1994 | Specification for particular types of winding wires: Part 6 oleo - Resinous enamelled round aluminium wire, class 105 | Product Specification | Modified/Technically Equivalent
801 | IS 13730 (Part 9):1994 | 30 Sep 1994 | Specification for particular types of winding wires: Part 9 polyester enamelled round aluminium wire, class 138 | Product Specification | Modified/Technically Equivalent
802 | IS 14195:1994 | 31 Aug 1994 | Brush - Holders for electrical machines - Guide to the measurement of the static thurst applied to brushes | Product Specification | Identical under dual numbering
803 | IS 14205 (Part 1):1994 | 31 Aug 1994 | Steam turbine: Part 1 specification | Product Specification | Identical under dual numbering
804 | IS 14122:1994 | 31 Jul 1994 | Built - In thermal protection for electric motors rated up to 660 V AC - Specification | Safety Standard | Modified/Technically Equivalent
805 | IS 302 (Part 2/Sec 45):1994 | 31 Jul 1994 | Safety of household and similar electrical appliances: Part 2 particular requirements: Sec 45 electric heating tools | Safety Standard | Modified/Technically Equivalent
806 | IS 302 (Part 2/Sec 24):1994 | 30 Jun 1994 | Safety of household and similar electrical appliances: Part 2 particular requirements: Sec 24 refrigerators, food - Freezers and ice - Makers | Safety Standard | Modified/Technically Equivalent
807 | IS 13937 (Part 1):1994 | 31 May 1994 | Statistical methods of determining and verifying stated noise emission values of machinery and equipment: Part 1 general considerations and definitions | Methods of Tests | Identical under dual numbering
808 | IS 14144:1994 | 30 Apr 1994 | Electric coffee makers | Product Specification | Indigenous
809 | IS 302 (Part 2/Sec 32):1994 | 30 Apr 1994 | Safety of household and similar electrical appliances: Part 2 particular requirements: Sec 32 massage appliances | Safety Standard | Modified/Technically Equivalent
810 | IS 13937 (Part 2):1994 | 31 Mar 1994 | Statistical methods of determining and verifying stated noise emission values of machinery and equipment: Part 2 methods for stated values for individual machines | Methods of Tests | Identical under dual numbering
811 | IS 13937 (Part 3):1994 | 31 Mar 1994 | Statistical methods for determining and verifying stated noise emission values of machinery and equipment: Part 3 simple (Transition) method for stated values for batches of machines | Methods of Tests | Identical under dual numbering
812 | IS 13937 (Part 4):1994 | 31 Mar 1994 | Statistical methods of determining and verifying stated noise emission values of machinery and equipment: Part 4 methods for stated values for batches of machines | Methods of Tests | Identical under dual numbering
813 | IS 302 (Part 2/Sec 11):1994 | 31 Mar 1994 | Safety of household and similar electrical appliances: Part 2 particular requirements: Sec 11 tumbler dryers | Product Specification | Modified/Technically Equivalent
814 | IS 302 (Part 2/Sec 13):1994 | 31 Mar 1994 | Safety of household and similar electrical appliances: Part 2 particular requirements: Sec 13 frying pans, deep fat fryers and similar appliances | Safety Standard | Identical under dual numbering
815 | IS 13956:1994 | 28 Feb 1994 | Testing transformers - Specification | Product Specification | Indigenous
816 | IS 8504 (Part 3):1994 | 28 Feb 1994 | Guide for determination of thermal endurance properties of electrical insulating materials Part 3: Statistical methods | Methods of Tests | Identical under dual numbering
817 | IS 13884:1993 | 31 Dec 1993 | Muscovite mica flakes and mica powder for industrial applications | Others | Indigenous
818 | IS 1885 (Part 81):1993 | 31 Dec 1993 | Electrotechnical vocabulary: Part 81 electrical measuring instruments | Terminology | Identical under dual numbering
819 | IS 302 (Part 2/Sec 12):1993 | 31 Dec 1993 | Safety of household and similar electrical appliances - Specification: Part 2 particular requirements: Sec 12 warming plates and similar appliances | Product Specification | Modified/Technically Equivalent
820 | IS 1287:1993 | 30 Nov 1993 | Electric toasters - Specification (Third Revision) | Product Specification | Modified/Technically Equivalent
821 | IS 367:1993 | 30 Nov 1993 | Electric kettles and jugs for household and similar use - Specification (Fourth Revision) | Product Specification | Modified/Technically Equivalent
822 | IS 10189 (Part 2/Sec 2):1993 | 31 Oct 1993 | Industrial process control valves Part 2 flow capacity Section 2 sizing equations for compressible fluid flow under lnstalled conditions | Product Specification | Modified/Technically Equivalent
823 | IS 13886:1993 | 31 Oct 1993 | Specification for bimetallic thermostats and thermal cutouts for use with electric iron | Product Specification | Indigenous
824 | IS 302 (Part 2/Sec 4):1993 | 31 Oct 1993 | Safety of household and similar electrical appliances: Part 2 particular requirements: Sec 4 spin extractors | Safety Standard | Modified/Technically Equivalent
825 | IS 302 (Part 2/Sec 46):1993 | 31 Oct 1993 | Safety of household and similar electrical appliances: Part 2 particular requirements: Sec 46 electric steam cookers | Safety Standard | Modified/Technically Equivalent
826 | IS 10810 (Part 62):1993 | 31 Jul 1993 | Method of tests for cables: Part 62 flame retardance test for bunched cables | Methods of Tests | Indigenous
827 | IS 10810 (Part 63):1993 | 31 Jul 1993 | Method of tests for cables: Part 63 measurement of smoke density of electric cables under fire conditions | Methods of Tests | Indigenous
828 | IS 8308:1993 | 31 Jul 1993 | Compression type tubular in - Line connectors for aluminium conductors of insulated cables - Specification (First Revision) | Product Specification | Indigenous
829 | IS 8309:1993 | 31 Jul 1993 | Compression type tubular terminal ends for aluminium conductors of insulated cables - Specification (First Revision) | Product Specification | Indigenous
830 | IS 13122 (Part 1):1993 | 30 Jun 1993 | Transmitters for use in industrial process control systems - Specification: Part 1 methods for evaluating the performance | Others | Indigenous
831 | IS 13703 (Part 4):1993 | 30 Jun 1993 | Specification for low - Voltage fuses for voltages not exceeding 1000 v ac or 1500 v dc: Part 4 supplementary requirements for fuse links for the protection of semiconductor devices | Product Specification | Identical under dual numbering
832 | IS 13555:1993 | 31 May 1993 | Guide for selection and appltcation of 3 - Phase AC induction motors for different types of driven equipment | Terminology | Indigenous
833 | IS 13666:1993 | 31 May 1993 | Energy storage capacitors - Specification | Product Specification | Indigenous
834 | IS 13705:1993 | 31 May 1993 | Transition joints of cables for working voltages from 11 kV up to and including 33 kV - Performance requirements and type tests | Product Specification | Indigenous
835 | IS 1885 (Part 28):1993 | 31 May 1993 | Electrotechnical vocabulary: Part 28 instrument transformers (First Revision) | Terminology | Identical under dual numbering
836 | IS 1885 (Part 37):1993 | 31 May 1993 | Electrotechnical vocabulary: Part 37 tariffs for electricity (First Revision) | Terminology | Identical under dual numbering
837 | IS 1885 (Part 38):1993 | 31 May 1993 | Electrotechnical vocabulary: Part 38 power transformers and reactors (Second Revision) | Terminology | Identical under dual numbering
838 | IS 1885 (Part 42):1993 | 31 May 1993 | Electrotechnical vocabulary: Part 42 Power Capacitors | Terminology | Identical under dual numbering
839 | IS 1885 (Part 69):1993 | 31 May 1993 | Electrotechnical vocabulary: Part 69 generation, transmission and distribution of electricity - Generation | Terminology | Identical under dual numbering
840 | IS 1885 (Part 78):1993 | 31 May 1993 | Electrotechnical vocabulary: Part 78 generation, transmission and distribution of electricity - General | Terminology | Identical under dual numbering
841 | IS 2086:1993 | 31 May 1993 | Carriers and bases in rewirable type electric fuses for voltages up to 650 v - Specification (Third Revision) | Product Specification | Indigenous
842 | IS 2486 (Part 1):1993 | 31 May 1993 | Metal fittings of insulators for overhead power lines with nominal voltage greater than 1 000 V - Specification: Part 1 general requirements and tests (Second Revision) | Methods of Tests | Indigenous
843 | IS 7098 (Part 3):1993 | 30 Apr 1993 | Cross - Linked polyethylene insulated thermoplastic sheathed cables - Specification: Part 3 for working voltages from 66 kV up to and including 220 kV | Product Specification | Indigenous
844 | IS 8572:1993 | 30 Apr 1993 | Paper - Covered flexible/stranded copper conductors for transformer leads - Specification (First Revision) | Product Specification | Indigenous
845 | IS 13584:1993 | 31 Mar 1993 | Brush materials for electrical machinery - Specification | Code of Practice | Modified/Technically Equivalent
846 | IS 8406:1993 | 28 Feb 1993 | Gear lubricants for enclosed industrial gear drives - Specification (Second Revision) | Product Specification | Indigenous
847 | IS 11182 (Part 5):1993 | 28 Feb 1993 | Guide for evaluation of insulation systems of electrical equipment: Part 5 mechanical endurance functional tests | Terminology | Identical under dual numbering
848 | IS 13588:1993 | 28 Feb 1993 | Spring - Operated impact - Test apparatus and its calibration - Specification | Product Specification | Indigenous
849 | IS 13466:1992 | 31 Dec 1992 | Brushes for electrical machines - Specification | Product Specification | Modified/Technically Equivalent
850 | IS 13525:1992 | 31 Dec 1992 | Flexible conductors for carbon brushes - Specification | Product Specification | Modified/Technically Equivalent
851 | IS 13595:1992 | 31 Dec 1992 | Silver oxide zinc batteries for aircraft - Specification | Product Specification | Modified/Technically Equivalent
852 | IS 13568:1992 | 31 Oct 1992 | Lead acid light weight storage batteries for motor cycles and similar vehicles fitted with ac circuitry - Specification | Product Specification | Indigenous
853 | IS 13508:1992 | 30 Sep 1992 | Test procedure for measurement of loss tangent angle of coils and bars for machine winding - Guide | Others | Modified/Technically Equivalent
854 | IS 13383 (Part 1):1992 | 31 Aug 1992 | Photometry of luminaires - Method of measurement: Part 1 luminaires for use in interior lighting | Methods of Tests | Modified/Technically Equivalent
855 | IS 13383 (Part 2):1992 | 31 Jul 1992 | Photometry of luminaires - Method of measurement: Part 2 luminaires for road and street lighting | Methods of Tests | Modified/Technically Equivalent
856 | IS 13383 (Part 3):1992 | 31 Jul 1992 | Photometry of luminaires - Methods of measurement: Part 3 luminaires for floodlighting | Methods of Tests | Modified/Technically Equivalent
857 | IS 13305:1992 | 30 Apr 1992 | Permissible limits of visual defects for insulating porcelains for electrical circuits | Others | Modified/Technically Equivalent
858 | IS 13315:1992 | 30 Apr 1992 | Nickel cadmium batteries for electric locomotives - Specification | Product Specification | Modified/Technically Equivalent
859 | IS 13357:1992 | 30 Apr 1992 | Methods of grading and visual classification of muscovite mica splittings | Others | Modified/Technically Equivalent
860 | IS 13364 (Part 1):1992 | 30 Apr 1992 | Ac generators driven by reciprocating internal combustion engines - Specification: Part 1 alternators rated up to 20 kVa | Product Specification | Modified/Technically Equivalent
861 | IS 9646:1992 | 30 Apr 1992 | Moulds suitable for cast resin - Based joints for cables for voltages upto and including 1 100 V - Specification (First Revision) | Product Specification | Indigenous
862 | IS 13300:1992 | 31 Mar 1992 | Nickel cadmium aircraft batteries (Aerobatic Andnon - Aerobatic) - Specification | Product Specification | Modified/Technically Equivalent
863 | IS 13335:1992 | 31 Mar 1992 | Muscovite mica scrap for mica paper - Specification | Others | Indigenous
864 | IS 13364 (Part 2):1992 | 31 Mar 1992 | Ac generators driven by reciprocating internal combustion engines - Specification: Part 2 alternators rated above 20 kVa and up to 1250 kVa | Product Specification | Modified/Technically Equivalent
865 | IS 3347 (Part 8/Sec 2):1992 | 31 Mar 1992 | Dimensions for porcelain transformer bushings for use in lightly polluted atmospheres: Part 8 : 52 kV bushings: Sec 2 metal parts | Dimensions | Indigenous
866 | IS 13256:1992 | 31 Jan 1992 | Air compressor lubricants - Types daa and dab - Specification | Product Specification | Indigenous
867 | IS 13312:1992 | 31 Jan 1992 | Dimensions of porcelain oil filled transformer bushings (Rated 52 KV) for medium polluted atmospheres | Dimensions | Indigenous
868 | IS 13314:1992 | 31 Jan 1992 | Solid state inverters run from storage batteries - Specification | Product Specification | Indigenous
869 | IS 1576:1992 | 31 Jan 1992 | Solid pressboard for electrical purposes - Specification (First Revision) | Product Specification | Indigenous
870 | IS 2806:1992 | 31 Jan 1992 | Thermometry electrical resistance guide (First Revision) | Code of Practice | Indigenous
871 | IS 13235:1991 | 31 Dec 1991 | Calculation of the effects of short - Circuit currents | Others | Identical under dual numbering
872 | IS 366:1991 | 31 Dec 1991 | Electric iron - Specification (Fourth Revision) | Product Specification | Modified/Technically Equivalent
873 | IS 13032:1991 | 30 Nov 1991 | Ac miniature circuit - Breaker boards for voltages not exceeding 1000 v - Specification | Product Specification | Indigenous
874 | IS 13211:1991 | 31 Oct 1991 | Vapour pressure dial - Type thermometer - Specification | Product Specification | Indigenous
875 | IS 11298 (Part 3/Sec 1):1991 | 30 Sep 1991 | Plastic films for electrical purposes - Specification: Part 3 specifications for individual materials: Sec 1 polypropylene films for capacitors (First Revision) | Product Specification | Modified/Technically Equivalent
876 | IS 13155:1991 | 30 Sep 1991 | Method of test for carbontype analysis of mineral oils by infra - Red spectrophotometry | Methods of Tests | Indigenous
877 | IS 13122 (Part 2):1991 | 31 Jul 1991 | Transmitters for use in industrial process control systems - Specification: Part 2 guidance for installation, inspection and routine testing | Methods of Tests | Indigenous
878 | IS 13067:1991 | 30 Jun 1991 | Impregnants for power capacitors - Specification | Product Specification | Modified/Technically Equivalent
879 | IS 13066:1991 | 31 May 1991 | Prepreg based on glass woven fabric for electrical applications - Specification | Others | Indigenous
880 | IS 13021 (Part 2):1991 | 31 Mar 1991 | AC supplied electronic ballasts for tubular fluorescent lamps - Specification: Part 2 performance requirements | Product Specification | Modified/Technically Equivalent
881 | IS 12977:1990 | 28 Feb 1991 | Arc furnace transformers specification | Product Specification | Indigenous
882 | IS 12943:1990 | 31 Jan 1991 | Brass glands for PVC cables - Specification | Product Specification | Indigenous
883 | IS 8824 (Part 2):1988 | 31 Jan 1991 | Specification for electrical moisture meters | Product Specification | Indigenous
884 | IS 7624:1990 | 31 Dec 1990 | Lead - Acid starter batteries for diesel - locomotives and rail cars - Specification (First Revision) | Product Specification | Indigenous
885 | IS 11298 (Part 3/Sec 2):1990 | 30 Nov 1990 | Plastic films for electrical purposes - Specification: Part 3 specifications for individual materials: Sec 2 metallized polypropylene films | Product Specification | Indigenous
886 | IS 12948:1990 | 30 Nov 1990 | Tungsten halogen lamps (Non - Vehicle) - Specification | Product Specification | Modified/Technically Equivalent
887 | IS 12958:1990 | 30 Nov 1990 | Oxidation stability of inhibited mineral insulating oil by rotating bomb - Method of test | Methods of Tests | Modified/Technically Equivalent
888 | IS 12909:1990 | 30 Sep 1990 | Power cables - Dimensions for moulds for cast resin based outdoor terminations for voltages above 1 100 volts and up to and including 1 1000 volts | Dimensions | Indigenous
889 | IS 12642:1989 | 31 Aug 1990 | Brush - Holders for slip rings group R, type RA - Specification | Product Specification | Modified/Technically Equivalent
890 | IS 2486 (Part 2):1989 | 31 Jul 1990 | Insulator fittings for overhead power lines with nominal voltage greater than 1 000 V - Specification: Part 2 dimensional requirements (Second Revision) | Product Specification | Indigenous
891 | IS 9857:1990 | 31 Jul 1990 | Welding cables - Specification (First Revision) | Product Specification | Modified/Technically Equivalent
892 | IS 11654 (Part 3/Sec 406):1989 | 31 Jul 1990 | Specification for flexible insulating sleeving: Part 3 specifications for individual types of sleevings: Sec 406 glass textile sleeving with pvc based coating - High breakdown strength | Product Specification | Modified/Technically Equivalent
893 | IS 11654 (Part 3/Sec 404):1989 | 31 Jul 1990 | Specification for flexible insulating sleeving: Part 3 specifications for individual types of sleevings: Sec 404 glass textile sleeving with acrylic based coating - Medium breakdown strength | Others | Modified/Technically Equivalent
894 | IS 11654 (Part 3/Sec 408):1989 | 31 Jul 1990 | Specification for flexible insulating sleeving: Part 3 specifications for individual types of sleevings: Sec 408 glass textile sleeving with pvc based coating - Lower breakdown strength | Product Specification | Modified/Technically Equivalent
895 | IS 11654 (Part 3/Sec 407):1989 | 30 Jun 1990 | Specification for flexible insulating sleeving: Part 3 specifications for individual types of sleevings: Sec 407 glass textile sleeving with pvc based coating - Medium breakdown strength | Product Specification | Modified/Technically Equivalent
896 | IS 8447:1989 | 30 Apr 1990 | Manually operated voltage regulators for domestic use - Specification (First Revision) | Product Specification | Indigenous
897 | IS 11654 (Part 3/Sec 103):1989 | 30 Apr 1990 | Specification for flexible insulating sleevings: Part 3 specifications for individual types of sleevings: Sec 103 general purpose - Grade sleeving with unilateral tolerances with temperature index 90 | Product Specification | Modified/Technically Equivalent
898 | IS 11654 (Part 3/Sec 405):1989 | 31 Mar 1990 | Specification for flexible insulating sleeving: Part 3 specifications for individual types of sleevings: Sec 405 glass textile sleeving with acrylic based coating - Lower breakdown strength | Product Specification | Modified/Technically Equivalent
899 | IS 12714:1989 | 31 Mar 1990 | Bimetallic tape for electrical contacts - Specification | Product Specification | Indigenous
900 | IS 8448:1989 | 28 Feb 1990 | Automatic line voltage correctors (Step Type) for domestic use - Specification (First Revision) | Product Specification | Indigenous
901 | IS 12676:1989 | 31 Jan 1990 | Oil impregnated paper insulated condenser bushings - Dimensions and requirements | Dimensions | Indigenous
902 | IS 3419:1988 | 31 Dec 1989 | Specification for Fittings for Rigid Non - Metallic Conduits (Second Revision) | Product Specification | Modified/Technically Equivalent
903 | IS 11297 (Part 3/Sec 1):1988 | 31 Oct 1989 | Specification for varnished fabrics for electrical purposes: Part 3 specifications for individual materials: Sec 1 glass fabric backed varnished fabrics | Product Specification | Modified/Technically Equivalent
904 | IS 7660:1988 | 31 Oct 1989 | Specification for lead - Acid batteries for electric locomotives and electrical multiple units (First Revision) | Product Specification | Indigenous
905 | IS 12579:1988 | 31 Aug 1989 | Specification for base metal mineral insulated thermocouple cables and thermocouples | Others | Indigenous
906 | IS 7421:1988 | 31 Aug 1989 | Specification for porcelain bushings for alternating voltages upto and including 1 000 V (First Revision) | Product Specification | Indigenous
907 | IS 11297 (Part 2):1988 | 31 Jul 1989 | Specification for varnished fabrics for electrical purposes: Part 2 methods of tests | Methods of Tests | Modified/Technically Equivalent
908 | IS 12475 (Part 1):1988 | 31 Jul 1989 | Specification for gassing of insulating liquid under electric stress and ionization: Part 1 methods of determination of gassing rate under hydrogen atmosphere | Methods of Tests | Modified/Technically Equivalent
909 | IS 12554 (Part 1):1988 | 31 Jul 1989 | Specification for non - destructive coating thickness testing instruments Part 1 eddy current instruments | Product Specification | Indigenous
910 | IS 12309 (Part 1):1988 | 30 Jun 1989 | Code of practice for installation and maintenance of aerodrome lighting fittings | Code of Practice | Indigenous
911 | IS 12555:1988 | 30 Jun 1989 | Guide for signal conditioning devices for process control systems | Others | Indigenous
912 | IS 12556:1988 | 30 Jun 1989 | Specification for binary direct voltage signals for process measurement and control systems | Others | Indigenous
913 | IS 1554 (Part 1):1988 | 30 Jun 1989 | Specification for PVC insulated (Heavy Duty) electric cables: Part 1 for working voltages up to and including 1 100 V (Third Revision) | Product Specification | Modified/Technically Equivalent
914 | IS 3347 (Part 8/Sec 1):1988 | 30 Jun 1989 | Dimensions for porcelain transformer bushings for use in lightly polluted atmospheres: Part 8- 52 kV bushings: Sec 1 porcelain part | Dimensions | Modified/Technically Equivalent
915 | IS 11654 (Part 3/Sec 1):1988 | 31 May 1989 | Specification for flexible insulating sleeving: Part 3 specifications for individual types of sleevings: Sec 1 general purpose grade sleeving with temperature index 90 | Others | Modified/Technically Equivalent
916 | IS 12434:1988 | 31 May 1989 | Specification for coating/plating thickness tester, destructive type | Product Specification | Indigenous
917 | IS 12475 (Part 2):1988 | 31 May 1989 | Specification for gassing of insulating liquids under electric stress and ionization: Part 2 method of determination of gassing rate under nitrogen atmosphere | Methods of Tests | Modified/Technically Equivalent
918 | IS 1554 (Part 2):1988 | 30 Apr 1989 | Specification for pvc insulated (Heavy Duty) electric cables: Part 2 for working voltages from 3.3 kV up to and including 11 kV (Second Revision) | Product Specification | Modified/Technically Equivalent
919 | IS 12309 (Part 2):1988 | 31 Mar 1989 | Code of practice for installation and maintenance of aerodrome lighting fittings: Part 2 maintenance | Code of Practice | Indigenous
920 | IS 12290:1987 | 28 Feb 1989 | Specification for isolating transformers for airport lighting systems | Product Specification | Modified/Technically Equivalent
921 | IS 12316 (Part 3/Sec 1):1988 | 28 Feb 1989 | Specification for non - Cellulosic papers for electrical purposes: Part 3 requirements for individual materials: Sec 1 unfilled aramid (Aromatic Polyamide) papers calendered | Others | Modified/Technically Equivalent
922 | IS 3347 (Part 3/Sec 1):1988 | 28 Feb 1989 | Dimensions for porcelain transformer bushings for use in lightly polluted atmospheres: Part 3 -17.5 kV bushings: Sec 1 porcelain parts (Second Revision) | Dimensions | Modified/Technically Equivalent
923 | IS 3347 (Part 4/Sec 1):1988 | 28 Feb 1989 | Dimensions for porcelain transformer bushings for use in lightly polluted atmospheres: Part 4- 24 kV bushings: Sec 1 porcelain parts (Second Revision) | Dimensions | Indigenous
924 | IS 12291:1987 | 31 Jan 1989 | Specification for constant current regulators for airport lighting systems | Product Specification | Modified/Technically Equivalent
925 | IS 12316 (Part 2):1988 | 31 Jan 1989 | Specification for non - Cellulosic papers for electrical purposes: Part 2 methods of test | Methods of Tests | Indigenous
926 | IS 12289:1988 | 31 Dec 1988 | Specification for hand held electric engraving tools | Product Specification | Modified/Technically Equivalent
927 | IS 12316 (Part 3/Sec 2):1988 | 30 Nov 1988 | Specification for non-cellulosic papers for electrical purposes: Part 3 requirements for individual materials: Sec 2 unfilled aramid (Aromatic Polyamide) paper, uncalendered | Others | Modified/Technically Equivalent
928 | IS 12317 (Part 1):1988 | 30 Nov 1988 | Specification for ceramic and glass insulating materials for telecommunication and allied purposes: Part 1 general requirements and classification of ceramic and glass insulating materials | Product Specification | Modified/Technically Equivalent
929 | IS 12316 (Part 1):1988 | 31 Oct 1988 | Specification for non - Cellulosic papers for electrical purposes: Part 1 definitions and general requirements | Others | Modified/Technically Equivalent
930 | IS 10810 (Part 59):1988 | 31 Aug 1988 | Methods of test for cables Part 59 determination of the amount of halogen acid gas evolved during combustion of polymeric materials taken from cables | Methods of Tests | Indigenous
931 | IS 8438:1987 | 31 Jul 1988 | Specification for moulds for cast resin based straight through joints for cables for voltages up to and including 1 100 volts (First Revision) | Product Specification | Indigenous
932 | IS 9553:1987 | 31 Jul 1988 | Specification for moulds suitable for cast resin based terminations for cables for voltages up to and including 1 100 V (First Revision) | Product Specification | Indigenous
933 | IS 9792 (Part 1):1987 | 31 Jul 1988 | Guide for testing, calibration and maintenance of AC electricity meters: Part 1 single phase whole current watthour meters, class 2.0 (First Revision) | Terminology | Indigenous
934 | IS 10810 (Part 60):1988 | 31 May 1988 | Methods of test for cables: Part 60 thermal stability of PVC insulation and sheath | Methods of Tests | Indigenous
935 | IS 10810 (Part 61):1988 | 31 May 1988 | Methods of test for cables: Part 61 flame retardant test | Methods of Tests | Indigenous
936 | IS 12144:1987 | 30 Apr 1988 | Specification for fine silver wire for electrical contacts | Product Specification | Indigenous
937 | IS 12177:1987 | 31 Mar 1988 | Methods of tests for oxidative ageing of electrical insulating petroleum oils by open beaker method | Methods of Tests | Indigenous
938 | IS 12188:1987 | 31 Mar 1988 | Specification for electric direct arc melting furnaces | Product Specification | Indigenous
939 | IS 3624:1987 | 28 Feb 1988 | Specification for pressure and vacuum gauges (Second Revision) | Product Specification | Indigenous
940 | IS 8784:1987 | 28 Feb 1988 | Specification for thermocouple compensating cables (Second Revision) | Product Specification | Indigenous
941 | IS 12013:1987 | 31 Oct 1987 | Specification for lead acid batteries for 110 volts train lighting system with monobloc containers | Product Specification | Indigenous
942 | IS 11955:1987 | 31 Aug 1987 | Preferred current ratings | Terminology | Modified/Technically Equivalent
943 | IS 11979:1987 | 31 Aug 1987 | Dimensions for moulds for cast resin based straight through joints for cables for working voltages from 3.3 kV up to and including 11 kV | Product Specification | Indigenous
944 | IS 11946:1987 | 31 Jul 1987 | Specification for soft magnetic iron strips | Product Specification | Indigenous
945 | IS 6290:1986 | 31 Jul 1987 | Specification for steam irons (First Revision) | Product Specification | Indigenous
946 | IS 10810 (Part 56):1987 | 30 Apr 1987 | Methods of test for cables: Part 56 accelerated ageing test by air pressure method | Methods of Tests | Indigenous
947 | IS 10810 (Part 57):1987 | 30 Apr 1987 | Methods of test for cables apart 57 flexing test | Methods of Tests | Indigenous
948 | IS 11697:1986 | 31 Mar 1987 | Guide for determination of lightning impulse electric strength of insulating liquids | Methods of Tests | Modified/Technically Equivalent
949 | IS 11756:1986 | 31 Mar 1987 | Method of test for coefficients of friction of plastic film and sheeting for use as electrical insulation | Methods of Tests | Modified/Technically Equivalent
950 | IS 10026 (Part 3/Sec 9):1986 | 28 Feb 1987 | Specification for insulating varnishes containing solvents: Part 3 specifications for individual materials: Sec 9 baking varnishes with temperature index 130 for magnetic core sheets | Product Specification | Indigenous
951 | IS 11755:1986 | 28 Feb 1987 | Method of test for Determination of electrical Resistance and resistivity of Insulating materials at elevated Temperatures | Methods of Tests | Modified/Technically Equivalent
952 | IS 6071:1986 | 28 Feb 1987 | Specification for synthetic separators for lead - Acid batteries (First Revision) | Terminology | Indigenous
953 | IS 11182 (Part 3/Sec 1):1986 | 31 Jan 1987 | Guide for the evaluation of insulation systems of electrical equipment: Part 3 electrical endurance test procedures: Sec 1 general considerations and evaluation procedures based on normal distributions | Terminology | Modified/Technically Equivalent
954 | IS 11731 (Part 1):1986 | 31 Jan 1987 | Methods of test for determination of flammability of solid electrical insulating materials when exposed to an igniting source: Part 1 horizontal specimen method | Methods of Tests | Modified/Technically Equivalent
955 | IS 11731 (Part 2):1986 | 31 Jan 1987 | Methods of test for determination of flammability of solid electrical insulating materials when exposed to an igniting source: Part 2 vertical specimen method | Methods of Tests | Modified/Technically Equivalent
956 | IS 10026 (Part 3/Sec 8):1986 | 31 Dec 1986 | Specification for insulating varnishes containing solvents: Part 3 specifications for individual materials: Sec 8 baking varnishes with temperature index 200 | Product Specification | Indigenous
957 | IS 11182 (Part 6):1986 | 31 Dec 1986 | Guide for the evaluation of insulation systems of electrical equipment: Part 6 performance evaluation based on service experience and functional tests | Terminology | Modified/Technically Equivalent
958 | IS 11182 (Part 7/Sec 1):1986 | 31 Dec 1986 | Guide for the evaluation of insulation systems of electrical equipment: Part 7 multi-factor functional testing: Sec 1 test procedures | Terminology | Modified/Technically Equivalent
959 | IS 7809 (Part 3/Sec 1):1986 | 31 Dec 1986 | Specification for pressure sensitive adhesive insulating tapes for electrical purposes: Part 3 requirements or individual materials: Sec 1 plasticized polyvinylchloride tapes with non - Thermosetting adhesive (First Revision) | Product Specification | Modified/Technically Equivalent
960 | IS 11537:1985 | 30 Nov 1986 | Specification for centrifugal switch for single - Phase induction motors | Product Specification | Indigenous
961 | IS 11548:1986 | 30 Nov 1986 | Specification for capacitors for surge protection for use in voltage system above 650 V and up to 33 KV | Product Specification | Indigenous
962 | IS 9335 (Part 3/Sec 5):1985 | 31 Jul 1986 | Specification for cellulosic papers for electrical purposes: Part 3 specifications for individual materials: Sec 5 special papers | Product Specification | Modified/Technically Equivalent
963 | IS 5790:1985 | 30 Jun 1986 | Specification for domestic electric cooking ovens (First Revision) | Product Specification | Indigenous
964 | IS 6701:1985 | 30 Jun 1986 | Specification for tungsten filament miscellaneous electric lamps (First Revision) | Product Specification | Modified/Technically Equivalent
965 | IS 11472 (Part 1):1985 | 30 Apr 1986 | Specification for artificial daylight for the assessment of colour: Part 1 illuminant for colour matching and colour appraisal | Code of Practice | Modified/Technically Equivalent
966 | IS 11472 (Part 2):1985 | 30 Apr 1986 | Specification for artificial daylight for the assessment of colour: Part 2 viewing conditions for graphic arts industry | Code of Practice | Modified/Technically Equivalent
967 | IS 7012 (Part 2):1985 | 30 Apr 1986 | Specification for x - Ray tube shield: Part 2 type shx 2 | Others | Indigenous
968 | IS 7012 (Part 3):1985 | 30 Apr 1986 | Specification for x - Ray tube shield: Part 3 type shx 3 | Others | Identical under dual numbering
969 | IS 10810 (Part 17):1986 | 31 Mar 1986 | Methods of test for cables: Part 17 tear resistance test for heavy duty sheath | Methods of Tests | Indigenous
970 | IS 10810 (Part 55):1986 | 31 Mar 1986 | Methods of test for cables: Part 55 abrasion test | Methods of Tests | Indigenous
971 | IS 11182 (Part 1):1984 | 31 Mar 1986 | Guide for the evaluation of insulation systems of electrical equipment: Part 1 identification, evaluation and ageing mechanisms | Terminology | Indigenous
972 | IS 10028 (Part 1):1985 | 28 Feb 1986 | Code of practice for selection, installation and maintenance of transformers: Part 1 selection | Code of Practice | Indigenous
973 | IS 10810 (Part 16):1986 | 28 Feb 1986 | Methods of test for cables: Part 16 accelerated ageing test by oxygen pressure method | Methods of Tests | Indigenous
974 | IS 9335 (Part 3/Sec 2):1985 | 31 Jan 1986 | Specification for cellulosic papers for electrical purposes: Part 3 specifications for individual materials: Sec 2 capacitor paper | Product Specification | Modified/Technically Equivalent
975 | IS 11260 (Part 1):1985 | 31 Dec 1985 | Specification for stabilized power supplies, AC output: Part 1 rating and performance | Methods of Tests | Indigenous
976 | IS 11260 (Part 2):1985 | 31 Dec 1985 | Specification for stabilized power supplies, AC output: Part 2 tests | Methods of Tests | Indigenous
977 | IS 11297 (Part 1):1985 | 31 Dec 1985 | Specification for varnished fabrics for electrical purposes: Part 1 definitions and general requirements | Others | Modified/Technically Equivalent
978 | IS 11298 (Part 1):1985 | 31 Dec 1985 | Specification for plastic films for electrical purposes: Part 1 definitions and general requirements | Product Specification | Modified/Technically Equivalent
979 | IS 5578:1984 | 31 Dec 1985 | Guide for marking of insulated conductors (First Revision) | Terminology | Modified/Technically Equivalent
980 | IS 11222:1985 | 31 Oct 1985 | Specification for dial, scales and indexes for indicating analogue measuring instruments | Others | Indigenous
981 | IS 11256 (Part 1):1985 | 31 Oct 1985 | Method of test for determination of thermal endurance of insulating varnishes: Part 1 electric strength method | Methods of Tests | Modified/Technically Equivalent
982 | IS 11256 (Part 2):1985 | 31 Oct 1985 | Method of test for determination of thermal endurance of insulating varnishes: Part 2 measurement of loss of mass | Methods of Tests | Modified/Technically Equivalent
983 | IS 11256 (Part 3):1985 | 31 Oct 1985 | Method of test for determination of thermal endurance of insulating varnishes: Part 3 bond strength by helical coil method | Methods of Tests | Modified/Technically Equivalent
984 | IS 11212:1985 | 30 Sep 1985 | Specification for direct current resistive volt ratio boxes | Product Specification | Indigenous
985 | IS 11221:1984 | 30 Sep 1985 | Recommended test methods for determining the relative resistance of insulating materials to breakdown by surface discharges | Methods of Tests | Modified/Technically Equivalent
986 | IS 1885 (Part 61):1985 | 30 Sep 1985 | Electrotechnical vocabulary: Part 61 nuclear medical instruments | Terminology | Modified/Technically Equivalent
987 | IS 11182 (Part 2):1984 | 31 Aug 1985 | Guide for the evaluation of insulation systems of electrical equipment: Part 2 thermal endurance test procedures | Terminology | Modified/Technically Equivalent
988 | IS 9335 (Part 3/Sec 1):1984 | 31 Aug 1985 | Specification for cellulosic papers for electrical purposes: Part 3 specifications for individual materials: Sec 1 general purpose electrical paper | Product Specification | Modified/Technically Equivalent
989 | IS 11174:1984 | 30 Jun 1985 | Specification for aromatic polyimide paper covered rectangular and square copper wires with temperature index 200 | Product Specification | Indigenous
990 | IS 7358:1984 | 30 Jun 1985 | Specification for thermocouples (First Revision) | Product Specification | Indigenous
991 | IS 11116:1984 | 31 Mar 1985 | Code of practice for lighting for airport aprons | Code of Practice | Modified/Technically Equivalent
992 | IS 11095:1984 | 28 Feb 1985 | Specification for bi-metallic strip and bar with precious metal on phosphor bronze base for electrical contacts | Product Specification | Indigenous
993 | IS 11067:1984 | 31 Jan 1985 | Specification for DC standard resistors | Product Specification | Indigenous
994 | IS 9335 (Part 3/Sec 3):1984 | 31 Jan 1985 | Specification for cellulosic papers for electrical purposes: Part 3 specifications for individual materials: Sec 3 crepe paper | Product Specification | Modified/Technically Equivalent
995 | IS 10918:1984 | 31 Dec 1984 | Specification for vented type nickel cadmium batteries | Product Specification | Modified/Technically Equivalent
996 | IS 1255:1983 | 31 Dec 1984 | Code of practice for installation and maintenance of power cables up to and including 33 kV rating (Second Revision) | Code of Practice | Indigenous
997 | IS 1709:1984 | 30 Nov 1984 | Specification for capacitors or electric fan motors (First Revision) | Product Specification | Modified/Technically Equivalent
998 | IS 9335 (Part 3/Sec 4):1984 | 30 Nov 1984 | Specification for cellulosic papers for electrical purposes: Part 3 specifications for individual materials: Sec 4 electrolytic capacitor paper | Product Specification | Modified/Technically Equivalent
999 | IS 10893:1984 | 31 Oct 1984 | Specification for sealed nickel cadmium button type rechargeable single cells | Product Specification | Indigenous
1000 | IS 10975:1984 | 31 Oct 1984 | Electric Gas Lighters | Product Specification | Indigenous
1001 | IS 2465:1984 | 31 Oct 1984 | Specification for cables for motor vehicles (Second Revision) | Product Specification | Indigenous
1002 | IS 4289 (Part 1):1984 | 31 Oct 1984 | Specification for flexible cables for lifts and other flexible connections: Part 1 elastomer insulated cables (First Revision) | Product Specification | Modified/Technically Equivalent
1003 | IS 7728:1984 | 31 Oct 1984 | Specification for analogue dc current signals for process control systems (First Revision) | Others | Indigenous
1004 | IS 10894:1984 | 30 Sep 1984 | Code of practice for lighting of educational institutions | Code of Practice | Indigenous
1005 | IS 10947:1984 | 30 Sep 1984 | Code of practice for lighting for ports and harbours | Code of Practice | Modified/Technically Equivalent
1006 | IS 5831:1984 | 30 Sep 1984 | Specification for PVC insulation and sheath of electric cables (First Revision) | Others | Modified/Technically Equivalent
1007 | IS 9537 (Part 3):1983 | 31 Aug 1984 | Specification for conduits for electrical installations: Part 3 rigid plain conduits of insulating meterials | Product Specification | Modified/Technically Equivalent
1008 | IS 10877:1984 | 31 Jul 1984 | Dimensions for moulds for cast resin based indoor terminations for cables for working voltages from 3.3 kV up to and including 11 kV | Dimensions | Indigenous
1009 | IS 9537 (Part 4):1983 | 31 May 1984 | Specification for conduits for electrical installations: Part 4 pliable self - Recovering conduits of insulating materials | Product Specification | Modified/Technically Equivalent
1010 | IS 10639:1983 | 31 Mar 1984 | Specification for disappearing filament type, optical pyrometer | Product Specification | Modified/Technically Equivalent
1011 | IS 10810 (Part 1):1984 | 31 Mar 1984 | Methods of test for cables: Part 1 annealing test for wires used as conductors | Methods of Tests | Indigenous
1012 | IS 10810 (Part 10):1984 | 31 Mar 1984 | Methods of test for cables: Part 10 loss of mass test | Methods of Tests | Indigenous
1013 | IS 10810 (Part 11):1984 | 31 Mar 1984 | Methods of test for cables: Part 11 thermal ageing in air | Methods of Tests | Indigenous
1014 | IS 10810 (Part 12):1984 | 31 Mar 1984 | Methods of test for cables: Part 12 shrinkage test | Methods of Tests | Indigenous
1015 | IS 10810 (Part 13):1984 | 31 Mar 1984 | Methods of test for cables: Part 13 ozone resistance test | Methods of Tests | Indigenous
1016 | IS 10810 (Part 14):1984 | 31 Mar 1984 | Methods of test for cables: Part 14 heat shock test | Methods of Tests | Indigenous
1017 | IS 10810 (Part 15):1984 | 31 Mar 1984 | Methods of test for cables: Part 15 hot deformation test | Methods of Tests | Indigenous
1018 | IS 10810 (Part 19):1984 | 31 Mar 1984 | Methods of test for cables: Part 19 bleeding and blooming test | Methods of Tests | Indigenous
1019 | IS 10810 (Part 2):1984 | 31 Mar 1984 | Methods of test for cables: Part 2 tensile test for aluminium wires | Methods of Tests | Indigenous
1020 | IS 10810 (Part 20):1984 | 31 Mar 1984 | Methods of test for cables: Part 20 cold bend test | Methods of Tests | Indigenous
1021 | IS 10810 (Part 21):1984 | 31 Mar 1984 | Methods of test for cables: Part 21 cold impact test | Methods of Tests | Indigenous
1022 | IS 10810 (Part 22):1984 | 31 Mar 1984 | Methods of test for cables: Part 22 vicat softening point | Methods of Tests | Indigenous
1023 | IS 10810 (Part 23):1984 | 31 Mar 1984 | Methods of test for cables: Part 23 melt - Flow index | Methods of Tests | Indigenous
1024 | IS 10810 (Part 24):1984 | 31 Mar 1984 | Methods of test for cables: Part 24 water soluble impurities test of insulating paper | Methods of Tests | Indigenous
1025 | IS 10810 (Part 25):1984 | 31 Mar 1984 | Methods of test for cables: Part 25 conductivity of water extract test of insulating paper | Methods of Tests | Indigenous
1026 | IS 10810 (Part 26):1984 | 31 Mar 1984 | Methods of test for cables: Part 26 PH value of water extract test of insulating paper | Methods of Tests | Indigenous
1027 | IS 10810 (Part 27):1984 | 31 Mar 1984 | Methods of test for cables: Part 27 ash content test of insulating paper | Methods of Tests | Indigenous
1028 | IS 10810 (Part 28):1984 | 31 Mar 1984 | Methods of test for cables: Part 28 water absorption test (Electrical) | Methods of Tests | Indigenous
1029 | IS 10810 (Part 29):1984 | 31 Mar 1984 | Methods of test for cables: Part 29 environmental stress cracking test | Methods of Tests | Indigenous
1030 | IS 10810 (Part 3):1984 | 31 Mar 1984 | Methods of test for cables: Part 3 wrapping test for aluminium wires | Methods of Tests | Indigenous
1031 | IS 10810 (Part 30):1984 | 31 Mar 1984 | Methods of test for cables: Part 30 hot set test | Methods of Tests | Indigenous
1032 | IS 10810 (Part 31):1984 | 31 Mar 1984 | Methods of test for cables: Part 31 oil resistance test | Methods of Tests | Indigenous
1033 | IS 10810 (Part 32):1984 | 31 Mar 1984 | Methods of test for cables: Part 32 carbon content test for polyethylene | Methods of Tests | Indigenous
1034 | IS 10810 (Part 33):1984 | 31 Mar 1984 | Methods of test for cables: Part 33 water absorption test (Gravimetric) | Methods of Tests | Indigenous
1035 | IS 10810 (Part 34):1984 | 31 Mar 1984 | Methods of test for cables: Part 34 measurement of thickness of metallic sheath | Methods of Tests | Indigenous
1036 | IS 10810 (Part 35):1984 | 31 Mar 1984 | Methods of test for cables: Part 35 determination of tin in lead alloy for | Methods of Tests | Indigenous
1037 | IS 10810 (Part 36):1984 | 31 Mar 1984 | Methods of test for cables: Part 36 dimensions of armouring material | Methods of Tests | Indigenous
1038 | IS 10810 (Part 37):1984 | 31 Mar 1984 | Methods of test for cables: Part 37 tensile strength and elongation at break of armouring materials | Methods of Tests | Indigenous
1039 | IS 10810 (Part 38):1984 | 31 Mar 1984 | Methods of test for cables: Part 38 torsion test on galvanized steel wires for armouring | Methods of Tests | Indigenous
1040 | IS 10810 (Part 39):1984 | 31 Mar 1984 | Methods of test for cables: Part 39 winding test on galvanizedsteel strips for armouring | Methods of Tests | Indigenous
1041 | IS 10810 (Part 4):1984 | 31 Mar 1984 | Methods of test for cables: Part 4 persulphate test of conductor | Methods of Tests | Indigenous
1042 | IS 10810 (Part 40):1984 | 31 Mar 1984 | Methods of test for cables: Part 40 uniformity of zinc coating on steel armour | Methods of Tests | Indigenous
1043 | IS 10810 (Part 41):1984 | 31 Mar 1984 | Methods of test for cables: Part 41 mass of zinc coating on steel armour | Methods of Tests | Indigenous
1044 | IS 10810 (Part 42):1984 | 31 Mar 1984 | Methods of test - For cables: Part 42 resistivity test of armour wires and strips and conductance test of armour (Wires strips) | Methods of Tests | Indigenous
1045 | IS 10810 (Part 43):1984 | 31 Mar 1984 | Methods of test for cables: Part 43 insulation resistance | Methods of Tests | Indigenous
1046 | IS 10810 (Part 44):1984 | 31 Mar 1984 | Methods of test for cables: Part 44 spark test | Methods of Tests | Indigenous
1047 | IS 10810 (Part 45):1984 | 31 Mar 1984 | Methods of test for cables:Part 45 high voltage test | Methods of Tests | Indigenous
1048 | IS 10810 (Part 46):1984 | 31 Mar 1984 | Methods of test for cables: Part 48 partial dischar6e test | Methods of Tests | Indigenous
1049 | IS 10810 (Part 47):1984 | 31 Mar 1984 | Methods of test for cables: Part 47 impulse test | Methods of Tests | Indigenous
1050 | IS 10810 (Part 48):1984 | 31 Mar 1984 | Ethods of test for cables: Part 48 dielectric power factor test | Methods of Tests | Indigenous
1051 | IS 10810 (Part 49):1984 | 31 Mar 1984 | Methods of test for cables: Part 49 heating cycle test | Methods of Tests | Indigenous
1052 | IS 10810 (Part 5):1984 | 31 Mar 1984 | Methods of test for cables: Part 5 conductor resistance test | Methods of Tests | Indigenous
1053 | IS 10810 (Part 50):1984 | 31 Mar 1984 | Methods of test for cables: Part 50 bending test | Methods of Tests | Indigenous
1054 | IS 10810 (Part 51):1984 | 31 Mar 1984 | Methods of test for cables: Part 51 dripping test | Methods of Tests | Indigenous
1055 | IS 10810 (Part 53):1984 | 31 Mar 1984 | Methods of test for cables: Part 53 flammability test | Methods of Tests | Indigenous
1056 | IS 10810 (Part 54):1984 | 31 Mar 1984 | Methods of test for cables: Part 54 static flexibility test | Methods of Tests | Indigenous
1057 | IS 10810 (Part 6):1984 | 31 Mar 1984 | Methods of test for cables: Part 6 thickness of thermoplastic and elastomeric insulation and sheath | Methods of Tests | Indigenous
1058 | IS 10810 (Part 7):1984 | 31 Mar 1984 | Methods of test for cables: Part 7 tensile strength and elongation at break of thermoplastic and elastomeric iNsulation and sheath | Methods of Tests | Indigenous
1059 | IS 10810 (Part 8):1984 | 31 Mar 1984 | Methods of test for cables: Part 8 breaking strength and elongation at break for impregnated paper insulation | Methods of Tests | Indigenous
1060 | IS 10810 (Part 9):1984 | 31 Mar 1984 | Methods of test for cables: Part 9 tear resistance for paper insulation | Methods of Tests | Indigenous
1061 | IS 10810 (Part 0):1984 | 31 Mar 1984 | Methods of test for cables Part 0 General | Methods of Tests | Indigenous
1062 | IS 365:1983 | 28 Feb 1984 | Specification for electric hot plates (Second Revision) | Product Specification | Modified/Technically Equivalent
1063 | IS 9713:1983 | 28 Feb 1984 | Specification for hot - Rolled electrolytic copper wire rods for electrical conductors (First Revision) | Product Specification | Indigenous
1064 | IS 10659:1983 | 31 Jan 1984 | Specification for DC bridges for measuring resistance | Product Specification | Modified/Technically Equivalent
1065 | IS 10632 (Part 1):1983 | 30 Nov 1983 | Specification for non magnetic stainless steels for electrical applications: Part 1 general requirements | Product Specification | Indigenous
1066 | IS 10632 (Part 2):1983 | 30 Nov 1983 | Specification for non magnetic stainless steels for electrical applications: Part 2 specific requirements for binding wires | Product Specification | Indigenous
1067 | IS 10632 (Part 3):1983 | 30 Nov 1983 | Specification for non magnetic stainless steels for electrical applications: Part 3 specific requirements for sheets, strips and plates | Product Specification | Indigenous
1068 | IS 4146:1983 | 31 Oct 1983 | Application guide for voltage transformers (First Revision) | Code of Practice | Indigenous
1069 | IS 5547:1983 | 31 Oct 1983 | Application guide for capacitor voltage transformers (First Revision) | Code of Practice | Indigenous
1070 | IS 9385 (Part 4):1983 | 31 Oct 1983 | Specification for high voltage fuses: Part 4 determination of short - Circuit power factor for testing high voltage fuses | Product Specification | Modified/Technically Equivalent
1071 | IS 10026 (Part 3/Sec 7):1983 | 30 Sep 1983 | Specification for insulating varnishes containing solvents: Part 3 specifications for individual materials: Sec 7 baking varnishes with temperature index 180 | Product Specification | Indigenous
1072 | IS 10580:1983 | 30 Sep 1983 | Service conditions for electrical equipment | Terminology | Indigenous
1073 | IS 10581:1983 | 30 Sep 1983 | Methods of test for the determination of ionic impurities in electrical insulating materials by extraction with liquids | Methods of Tests | Modified/Technically Equivalent
1074 | IS 4201:1983 | 30 Sep 1983 | Application guide for current transformer (First Revision) | Code of Practice | Indigenous
1075 | IS 10026 (Part 3/Sec 3):1983 | 31 Aug 1983 | Specification for insulating varnishes containing solvents: Part 3 specifications for individual materials: Sec 3 air drying varnishes with temperature index 130 | Product Specification | Indigenous
1076 | IS 10026 (Part 3/Sec 4):1983 | 31 Aug 1983 | Specification for insulating varnishes containing solvents: Part 3 specifications for individual materials: Sec 4 baking varinishes with temperature index 120 | Product Specification | Indigenous
1077 | IS 10026 (Part 3/Sec 5):1983 | 31 Aug 1983 | Specification for insulating varnishes containing solvents: Part 3 specifications for individual materials: Sec 5 baking varnishes with temperature index 130 | Product Specification | Indigenous
1078 | IS 10026 (Part 3/Sec 6):1983 | 31 Aug 1983 | Specification for insulating varnishes containing solvents: Part 3 specifications for individual materials: Sec 6 baking varnishes with temperature index 155 | Product Specification | Indigenous
1079 | IS 3347 (Part 4/Sec 2):1982 | 31 Jul 1983 | Dimensions for porcelain transformer bushings for use in normal and lightly polluted atmospheres: Part 4 -24 kV bushings: Sec 2 metal parts (First Revision) | Dimensions | Modified/Technically Equivalent
1080 | IS 10333:1982 | 30 Jun 1983 | Specification for epoxy resin systems for cast resin insulated power and control cable joints and terminations up to and including 11 kV | Product Specification | Indigenous
1081 | IS 10381:1982 | 30 Jun 1983 | Terms (and their hindi equivalents) commonly used for name - Plates and similar data of electrical power equipment | Terminology | Indigenous
1082 | IS 3347 (Part 3/Sec 2):1982 | 31 May 1983 | Dimensions for porcelain transformer bushings for use in normal and lightly polluted atmospheres: Part 3- 12 and 17.5 kV bushings: Sec 2 metal parts (First Revision) | Dimensions | Modified/Technically Equivalent
1083 | IS 10436:1983 | 30 Apr 1983 | Specification for electric frying pans and deep fat fryers | Product Specification | Indigenous
1084 | IS 10462 (Part 1):1983 | 30 Apr 1983 | Fictitious calculation method for determination of dimensions of protective coverings of cables: Part 1: elastomeric and thermoplastic insulated cables | Others | Modified/Technically Equivalent
1085 | IS 897:1982 | 30 Apr 1983 | Specification for tungsten filament electric lamps for railway rolling stock (Second Revision) | Product Specification | Modified/Technically Equivalent
1086 | IS 3324:1982 | 31 Mar 1983 | Specification for holders for starters for tubular fluorescent lamps (First Revision) | Product Specification | Modified/Technically Equivalent
1087 | IS 10136:1982 | 28 Feb 1983 | Code of practice for selection of disc insulator fittings for highest system voltages of 72.5 kV and above | Code of Practice | Indigenous
1088 | IS 10192:1982 | 31 Jan 1983 | Specification for synthetic resin bonded glass fibre (SRBGF) for electrical purposes | Product Specification | Indigenous
1089 | IS 10314:1982 | 31 Jan 1983 | Dimensions for ceramic bushings for terminals | Dimensions | Modified/Technically Equivalent
1090 | IS 3944:1982 | 31 Dec 1982 | Method for determination of flow time by use of flow cups (First Revision) | Code of Practice | Indigenous
1091 | IS 10028 (Part 2):1981 | 30 Sep 1982 | Code of practice for selection, installation and maintenance of transformers: Part 2 installation | Code of Practice | Indigenous
1092 | IS 10118 (Part 4):1982 | 30 Sep 1982 | Code of practice for selection, installation and maintenance of switchgear and controlgear: Part 4 maintenance | Code of Practice | Modified/Technically Equivalent
1093 | IS 10163 (Part 1):1982 | 30 Sep 1982 | Recommended methods of tests for the determination of dielectric properties of insulating materials at frequencies above 300 MHZ: Part 1 general | Methods of Tests | Modified/Technically Equivalent
1094 | IS 9249 (Part 2):1982 | 30 Sep 1982 | Safety requirementsfor indicating and recording electrical measureing instruments and their accessories: Part 2 safety requirements or instruments for instruments using a mains supply | Others | Modified/Technically Equivalent
1095 | IS 9974 (Part 2):1981 | 30 Sep 1982 | Specification for high pressure sodium vapour lamps: Part 2 standard lamp data sheets | Product Specification | Modified/Technically Equivalent
1096 | IS 1944 (Part 6):1981 | 31 Jul 1982 | Code of practice for lighting of public thoroughfares: Part 6 lighting for town and city centres and areas of civic importance (Group E) | Code of Practice | Modified/Technically Equivalent
1097 | IS 9900 (Part 1):1981 | 31 Jul 1982 | Specification for high pressure mercury vapour lamps: Part 1 requirements and tests | Product Specification | Modified/Technically Equivalent
1098 | IS 10122:1982 | 30 Jun 1982 | Methods of tests for crucible induction furnaces | Methods of Tests | Modified/Technically Equivalent
1099 | IS 10098:1982 | 31 May 1982 | General requirements for electric infra - Red emitters for heating purposes | Product Specification | Modified/Technically Equivalent
1100 | IS 10028 (Part 3):1981 | 31 May 1982 | Code of practice for selection, installation and maintenance of transformers: Part 3 maintenance | Code of Practice | Indigenous
1101 | IS 9900 (Part 2):1981 | 31 May 1982 | Specification for high pressure mercury vapour lamps: Part 2 standard lamp data sheets | Product Specification | Modified/Technically Equivalent
1102 | IS 9926:1981 | 31 Mar 1982 | Specification for fuse - Wire used in rewirable type electric fuses up to 650 volts | Product Specification | Indigenous
1103 | IS 9900 (Part 3):1981 | 28 Feb 1982 | Specification for high pressure mercury vapour lamps: Part 3 dimensions of lamp caps | Dimensions | Modified/Technically Equivalent
1104 | IS 1885 (Part 55):1981 | 31 Jan 1982 | Electrotechnical vocabulary: Part 55 electric fans | Terminology | Indigenous
1105 | IS 2032 (Part 25):1980 | 31 Jan 1982 | Graphical symbols used in electrotechnology: Part 25 electrical installations in ships | Terminology | Modified/Technically Equivalent
1106 | IS 9900 (Part 4):1981 | 31 Jan 1982 | High pressure mercury vapour lamps : Part 4 Go and no-go gauges of lamp caps. (Superseding IS : 2183 and IS: 7023) | Dimensions | Modified/Technically Equivalent
1107 | IS 9974 (Part 1):1981 | 31 Jan 1982 | Specification for high pressure sodium vapour lamps: Part 1 general requirements and tests | Product Specification | Modified/Technically Equivalent
1108 | IS 7809 (Part 3/Sec 2):1981 | 31 Dec 1981 | Specification for pressure sensitive adhesive tapes for electrical purposes: Part 3 Specifications for individual materials: Sec 2 Polyester film tapes (PETP) with thermosetting adhesive | Product Specification | Modified/Technically Equivalent
1109 | IS 7809 (Part 3/Sec 3):1981 | 30 Nov 1981 | Specification for pressure sensitive adhesive tapes for electrical purposes: Part 3 specification for individual materials: Sec 3 polyster film tapes (PETP) with non - Thermosetting adhesive | Product Specification | Modified/Technically Equivalent
1110 | IS 9814:1981 | 30 Nov 1981 | Specification for lead - Acid storage batteries for marine use | Product Specification | Indigenous
1111 | IS 1175:1981 | 31 Oct 1981 | Methods for grading and classification of muscovite mica blocks, thins and films (First Revision) | Methods of Tests | Indigenous
1112 | IS 9499:1980 | 31 Oct 1981 | Conventions concerning electric and magnetic circuits | Terminology | Indigenous
1113 | IS 1944 (Part 5):1981 | 30 Sep 1981 | Code of practice for lighting of public thoroughfares: Part 5 lighting for grade separated junctions, bridges and elevated road (Group D) | Code of Practice | Modified/Technically Equivalent
1114 | IS 1944 (Part 7):1981 | 31 Aug 1981 | Code of practice for lighting of public thoroughfares: Part 7 lighting for roads with special requirements (Group F) | Code of Practice | Modified/Technically Equivalent
1115 | IS 2121 (Part 1):1981 | 31 Aug 1981 | Specification for conductors and earth wire accessories for overhead power lines: Part 1 armour rods, binding wires and tapes for conductors (First Revision) | Product Specification | Indigenous
1116 | IS 9836:1981 | 31 Aug 1981 | Specification for exploders | Product Specification | Indigenous
1117 | IS 9805:1981 | 31 May 1981 | Specification for high conductivity copper castings | Product Specification | Indigenous
1118 | IS 9080 (Part 2/Sec 4):1981 | 30 Apr 1981 | Safety requirements in electro - Heat installations: Part 2 particular requirements for resistance heating equipment: Sec 4 protection in installations used for drying varnishes and other similar products | Safety Standard | Indigenous
1119 | IS 9080 (Part 4):1981 | 30 Apr 1981 | Safety requirements in electro - Heat installations: Part 4 particular requirements for arc furnace installations | Safety Standard | Indigenous
1120 | IS 9678:1980 | 30 Apr 1981 | Methods of measuring temperature-rise of electrical equipment | Methods of Tests | Indigenous
1121 | IS 9080 (Part 2/Sec 3):1981 | 31 Mar 1981 | Safety requirements in electro - Heat installations: Part 2 particular requirements for resistance heating equipment: Sec 3 protection in potassium and sodium nitrate nitrite bath furnaces | Safety Standard | Indigenous
1122 | IS 9676:1980 | 31 Mar 1981 | Reference ambient temperature for electrical equipment | Methods of Tests | Indigenous
1123 | IS 9080 (Part 2/Sec 2):1980 | 28 Feb 1981 | Safety requirements in electro - Heat installations: Part 2 particular requirements for resistance heating equipment: Sec 2 protection in indirect resistance heating installations | Safety Standard | Indigenous
1124 | IS 9677:1980 | 28 Feb 1981 | Guide for limits of temperature - Rise of the windings of electrical equipment when tested by different methods | Terminology | Indigenous
1125 | IS 1885 (Part 53):1980 | 31 Dec 1980 | Electrotechnical vocabulary: Part 53 mica | Terminology | Modified/Technically Equivalent
1126 | IS 9537 (Part 1):1980 | 31 Dec 1980 | Specification for conduits for electrical installations: Part 1 general requirements | Product Specification | Modified/Technically Equivalent
1127 | IS 9589:1980 | 31 Dec 1980 | Specification for electric lamps for railway signalling | Product Specification | Modified/Technically Equivalent
1128 | IS 9516:1980 | 30 Nov 1980 | Specification for heat resisting steels | Product Specification | Not Equivalent
1129 | IS 2592:1980 | 31 Oct 1980 | Specification for lamps for lighting on board ships (First Revision) | Product Specification | Modified/Technically Equivalent
1130 | IS 3323:1980 | 31 Oct 1980 | Specification for bi-pin landholders for tubular fluorescent lamps (First Revision) | Product Specification | Modified/Technically Equivalent
1131 | IS 3347 (Part 5/Sec 2):1979 | 31 Oct 1980 | Dimensions for porcelain transformer bushings for use in normal and lightly polluted atmospheres: Part 5 -36 kV bushings: Sec 2 metal parts (First Revision) | Dimensions | Indigenous
1132 | IS 9554:1980 | 31 Oct 1980 | Specifications for lubricants for open gears | Product Specification | Indigenous
1133 | IS 2972 (Part 1):1979 | 31 Aug 1980 | Specification for textile motors: Part 1 loom motors (First Revision) | Product Specification | Indigenous
1134 | IS 2972 (Part 2):1979 | 31 Aug 1980 | Specification for textile motors: Part 2 card motors (First Revision) | Product Specification | Indigenous
1135 | IS 3396:1979 | 31 Aug 1980 | Methods of test for volume and surface resistivity of solid electrical insulating materials (First Revision) | Methods of Tests | Modified/Technically Equivalent
1136 | IS 9502:1980 | 31 Jul 1980 | Specification for muscovite mica components for electronic equipment | Others | Modified/Technically Equivalent
1137 | IS 3347 (Part 5/Sec 1):1979 | 30 Jun 1980 | Dimension for porcelain transformer bushings for use in normal and lightly polluted atmospheres: Part 5 - 36 kV bushings: Sec 1 porcelain parts (Second Revision) | Dimensions | Modified/Technically Equivalent
1138 | IS 3347 (Part 1/Sec 2):1979 | 31 May 1980 | Dimensions for porcelain transformer bushings for use in normal and lightly polluted atmospheres: Part 1 up to and including 1 kV: Sec 2 metal parts (First Revision) | Dimensions | Modified/Technically Equivalent
1139 | IS 3347 (Part 2/Sec 2):1979 | 31 May 1980 | Dimensions for porcelain transformer bushings for use in normal and lightly polluted atmospheres: Part 2- 3.6 kV bushings: Sec 2 metal parts (First Revision) | Dimensions | Modified/Technically Equivalent
1140 | IS 2711:1979 | 31 Mar 1980 | Specification for direct reading pH meters (Second Revision) | Product Specification | Indigenous
1141 | IS 4309:1979 | 31 Mar 1980 | Methods of measurement on direct reading PH meters (First Revision) | Methods of Tests | Indigenous
1142 | IS 3347 (Part 1/Sec 1):1979 | 28 Feb 1980 | Dimensions for porcelain transformer bushings for use in normal and lightly polluted atmospheres: Part 1 up to and including 1 kV: Sec 1 Porcelain Parts (First Revision) | Dimensions | Modified/Technically Equivalent
1143 | IS 6848:1979 | 28 Feb 1980 | Specification for lead - Acid batteries for train lighting and airconditioning services (First Revision) | Product Specification | Identical under dual numbering
1144 | IS 9249 (Part 1):1979 | 28 Feb 1980 | Safety requirements for indicating and recording electrical measuring instruments and their accessories: Part 1 common safety requirements for instruments | Others | Modified/Technically Equivalent
1145 | IS 3347 (Part 2/Sec 1):1979 | 31 Jan 1980 | Dimensions for porcelain transformer bushings for use in normal and lightly polluted atmospheres: Part 2- 3.6 kV bushings: Sec 1 porcelain parts (First Revision) | Dimensions | Modified/Technically Equivalent
1146 | IS 9147:1979 | 31 Jan 1980 | Specification for cable sealing boxes for oil - Immersed transformers suitable for paper - Insulated lead sheathed cables for highest system voltages from 12 kV up to and including 36 kV | Product Specification | Modified/Technically Equivalent
1147 | IS 8690:1977 | 31 Dec 1979 | Application guide for measuring devices for high voltage testing | Code of Practice | Modified/Technically Equivalent
1148 | IS 9206:1979 | 31 Dec 1979 | Dimensions of caps for tungsten filament general service electric lamps | Dimensions | Modified/Technically Equivalent
1149 | IS 9043:1979 | 31 Jul 1979 | Method for grading (By Size) of phlogopite mica blocks, thins and splittings | Others | Modified/Technically Equivalent
1150 | IS 9029:1978 | 30 Jun 1979 | Methods of tests for batch furnaces with metallic heating resistors | Methods of Tests | Modified/Technically Equivalent
1151 | IS 9044:1979 | 30 Jun 1979 | Method of measuring thickness of mica blocks, thins, films and splittings | Others | Modified/Technically Equivalent
1152 | IS 9045:1979 | 30 Jun 1979 | Thermal classification of phlogopite mica splittings | Others | Modified/Technically Equivalent
1153 | IS 9050:1979 | 30 Jun 1979 | Nominal dimensions of cylindrical machined graphite electrodes with threaded sockets and connecting pins for use in electric arc furnaces | Dimensions | Modified/Technically Equivalent
1154 | IS 9080 (Part 2/Sec 1):1979 | 30 Jun 1979 | Safety requirements in electro - Heat installations: Part 2 particular requirements for resistance heating equipment: Sec 1 protection - In direct resistance heating installations | Safety Standard | Modified/Technically Equivalent
1155 | IS 8992:1978 | 31 May 1979 | Test methods for induction furnaces with submerged channels | Methods of Tests | Modified/Technically Equivalent
1156 | IS 9021:1978 | 30 Apr 1979 | General test conditions for industrial electro - Heating equipment | Methods of Tests | Modified/Technically Equivalent
1157 | IS 2512:1978 | 31 Dec 1978 | Specification for miners cap - Lamp batteries (Lead - Acid Type) (First Revision) | Others | Modified/Technically Equivalent
1158 | IS 7809 (Part 3/Sec 5):1977 | 31 Dec 1978 | Specification for pressure sensitive adhesive tapes for electrical purposes: Part 3 specifications for individual materials: Sec 5 cellulosic paper with thermosetting adhesive | Product Specification | Modified/Technically Equivalent
1159 | IS 8901:1978 | 31 Dec 1978 | Specification for lamps for aerodrome lighting fittings | Product Specification | Indigenous
1160 | IS 8685:1977 | 31 Jul 1978 | Specification for aircraft lamps | Product Specification | Modified/Technically Equivalent
1161 | IS 2165 (Part 1):1977 | 31 Mar 1978 | Insulation co - Ordination: Part 1 phase to earth insulation co - Ordination, principles and rules (Second Revision) | Code of Practice | Identical under dual numbering
1162 | IS 7809 (Part 3/Sec 4):1977 | 31 Mar 1978 | Specification for pressure sensitive adhesive tapes for electrical purposes: Part 3 specifications for individual materials: Sec 4 cellulosic paper, creped with thermosetting adhesive | Product Specification | Modified/Technically Equivalent
1163 | IS 7809 (Part 2):1977 | 31 Jan 1978 | Specification for pressure sensitive adhesive tapes for electrical purpose : Part 2 methods of test | Methods of Tests | Modified/Technically Equivalent
1164 | IS 8478:1977 | 31 Jan 1978 | Application guide for on - Load tap - Changers | Code of Practice | Modified/Technically Equivalent
1165 | IS 8588 (Part 1):1977 | 31 Jan 1978 | Specification for thermostatic bimetals: Part 1 general requirements and methods of tests | Methods of Tests | Modified/Technically Equivalent
1166 | IS 2418 (Part 4):1977 | 31 Dec 1977 | Specification for tubular fluorescent lamps for general lighting service: Part 4 go and no - Go gauges for g - 5 and g - 13 bi-pin caps (First Revision) | Dimensions | Modified/Technically Equivalent
1167 | IS 8525:1977 | 31 Dec 1977 | Recommendations for design of linear scales and indexes for indicating instruments to be read to 0.33 - 1.25 percent resolution | Others | Indigenous
1168 | IS 8570:1977 | 31 Dec 1977 | Specification for presspaper for electrical purposes | Product Specification | Modified/Technically Equivalent
1169 | IS 8495 (Part 1):1977 | 31 Oct 1977 | Specification for ceramic components for thermocouples and resistance thermometers: Part 1 terminal blocks | Product Specification | Indigenous
1170 | IS 8510 (Part 1 to 3):1977 | 31 Oct 1977 | Specification for tinned steel wire for banding of armatures and rotors | Product Specification | Indigenous
1171 | IS 2418 (Part 3):1977 | 30 Sep 1977 | Specification for tubular fluorescent lamps for general lighting service: Part 3 dimensions of g - 5 and g - 13 bi - Pin cpas (First Revision) | Dimensions | Modified/Technically Equivalent
1172 | IS 8457:1977 | 31 Aug 1977 | Specification for tyre pressure gauges for automobiles (Pocket Type) | Product Specification | Indigenous
1173 | IS 1445:1977 | 31 May 1977 | Specification for porcelain insulators for overhead power lines with a nominal voltage up to and including 1 000 V (Second Revision) | Product Specification | Indigenous
1174 | IS 8337:1976 | 31 May 1977 | Specification for performance requirements of compression joints of aluminium conductors in insulated cables | Product Specification | Modified/Technically Equivalent
1175 | IS 8394:1977 | 28 Feb 1977 | Specification for soldering and welding type terminal ends for conductors of insulated cables | Product Specification | Indigenous
1176 | IS 8197:1976 | 31 Jan 1977 | Terminal markings for electrical measuring instruments and their accessories | Others | Indigenous
1177 | IS 1569:1976 | 30 Sep 1976 | Specification for capacitors for use in tubular fluorescent, high pressure mercury and low pressure sodium vapour discharge lamp circuits (First Revision) | Product Specification | Modified/Technically Equivalent
1178 | IS 2032 (Part 15):1976 | 30 Jun 1976 | Graphical symbols used in electrotechnology: Part 15 aircraft electrical symbols | Terminology | Modified/Technically Equivalent
1179 | IS 3837:1976 | 30 Jun 1976 | Specification for accessories for rigid steel conduits for electrical wiring (First Revision) | Others | Modified/Technically Equivalent
1180 | IS 8018:1976 | 30 Jun 1976 | Specification for platinum and platinum alloy wires for thermocouple elements | Product Specification | Indigenous
1181 | IS 7935:1975 | 30 Apr 1976 | Specification for insulator fittings for overhead power lines with a nominal voltage up to and including 1 000 V | Product Specification | Indigenous
1182 | IS 7571:1974 | 28 Feb 1976 | Methods of tests for ceramics for telecommunication and allied purposes | Methods of Tests | Modified/Technically Equivalent
1183 | IS 7809 (Part 1):1975 | 28 Feb 1976 | Specification for pressure sensitive adhesive tapes for electrical purposes: Part 1 general requirements | Others | Modified/Technically Equivalent
1184 | IS 7537:1974 | 30 Apr 1975 | Specification for road traffic signals | Product Specification | Modified/Technically Equivalent
1185 | IS 7391 (Part 1):1974 | 31 Jan 1975 | Specification For cotton Covered Copper Conductors : Part 1 round conductors | Product Specification | Modified/Technically Equivalent
1186 | IS 7391 (Part 2):1974 | 31 Dec 1974 | Specification for cotton covered copper conductors: Part 2 rectangular conductors | Product Specification | Indigenous
1187 | IS 2053:1974 | 31 Aug 1974 | Specification for thermocouple pyrometers (First Revision) | Product Specification | Indigenous
1188 | IS 7093:1973 | 31 May 1974 | Specification for straight through joint boxes and lead sleeves for paper insulated lead sheathed cables up to and including 11 kV | Product Specification | Indigenous
1189 | IS 6949:1973 | 31 Aug 1973 | Specification for summation current transformers | Product Specification | Indigenous
1190 | IS 6804:1972 | 31 Jul 1973 | Specification for glass electrodes for direct reading pH meter | Product Specification | Indigenous
1191 | IS 2260:1973 | 30 Apr 1973 | Preconditioning, conditioning and testing of solid electrical insulating materials (First Revision) | Methods of Tests | Modified/Technically Equivalent
1192 | IS 6665:1972 | 30 Apr 1973 | Code of practice for industrial lighting | Code of Practice | Modified/Technically Equivalent
1193 | IS 4804 (Part 4):1973 | 30 Apr 1973 | Specification for resistance welding equipment: Part 4 single phase stationary, press type roll - Spot and seam welding machines | Product Specification | Indigenous
1194 | IS 731:1971 | 30 Jun 1972 | Specification for procelain insulators for overhead power lines with a nominal voltage greater than 1 000 V (Second Revision) | Product Specification | Modified/Technically Equivalent
1195 | IS 6230:1970 | 31 Mar 1972 | Specification for woven asbestos tape for electrical insulating purposes | Product Specification | Modified/Technically Equivalent
1196 | IS 1885 (Part 29):1971 | 31 Dec 1971 | Electrotechnical vocabulary: Part 29 mining terms | Terminology | Modified/Technically Equivalent
1197 | IS 6049:1971 | 30 Sep 1971 | Code of practice for application of temporary corrosion preventives | Code of Practice | Indigenous
1198 | IS 5711:1970 | 30 Apr 1971 | Specification for vulcanized fibre rods and tubes for electrical purposes | Product Specification | Modified/Technically Equivalent
1199 | IS 1944 (Part 1 and 2):1970 | 28 Feb 1971 | Code of practice for lighting of public thoroughfares (First Revision) | Code of Practice | Modified/Technically Equivalent
1200 | IS 5596:1970 | 31 Aug 1970 | Methods of test for determining deleterious substances in fibrous insulating materials | Methods of Tests | Modified/Technically Equivalent
1201 | IS 5300:1969 | 28 Feb 1970 | Specification for porcelain guy strain insulators | Product Specification | Modified/Technically Equivalent
1202 | IS 4804 (Part 3):1969 | 31 Jan 1970 | Specification for resistance welding equipment: Part 3 single - Phase spot and projection welding machines | Product Specification | Indigenous
1203 | IS 5142:1969 | 31 Oct 1969 | Specification for continuously variable voltage auto - Transformers | Product Specification | Indigenous
1204 | IS 3961 (Part 5):1968 | 28 Feb 1969 | Recommended current ratings for cables: Part 5 pvc insulated light duty cables | Others | Indigenous
1205 | IS 4804 (Part 1):1968 | 31 Jan 1969 | Specification for resistance welding equipment: Part 1 single - Phase transformers | Product Specification | Modified/Technically Equivalent
1206 | IS 3961 (Part 3):1968 | 30 Nov 1968 | Recommended current ratings for cables: Part 3 rubber insulated cables | Others | Modified/Technically Equivalent
1207 | IS 4649:1968 | 31 Jul 1968 | Specification for adaptors for flexible steel conduits | Product Specification | Indigenous
1208 | IS 4486:1967 | 30 Apr 1968 | Recommended methods for the determination of the permittivity and dielectric dissipation factor of electrical insulating materials at power, audio and radio frequencies including metre wavelengths | Methods of Tests | Modified/Technically Equivalent
1209 | IS 4347:1967 | 31 Jan 1968 | Code of practice for hospital lighting | Code of Practice | Indigenous
1210 | IS 3842 (Part 1):1967 | 31 Dec 1967 | Application guide for electrical relays for AC systems: Part i overcurrent relays for feeders and transformers | Others | Indigenous
1211 | IS 4248:1967 | 30 Nov 1967 | Specification for non - Ignitable and self - Extinguishing boards (With Mineral Base) for electrical purposes | Product Specification | Indigenous
1212 | IS 3842 (Part 2):1966 | 31 Mar 1967 | Application guide for electrical relays for AC systems: Part 2 overcurent relays for generators and motors | Others | Indigenous
1213 | IS 3842 (Part 3):1966 | 28 Feb 1967 | Application guide for electrical relays for AC systems: Part 3 phase unbalance relays including negative phase sequence relays | Others | Indigenous
1214 | IS 3639:1966 | 31 Jan 1967 | Specification for fittings and accessories for power transformers | Product Specification | Indigenous
1215 | IS 2672:1966 | 30 Sep 1966 | Code of practice for library lighting | Code of Practice | Modified/Technically Equivalent
1216 | IS 3637:1966 | 30 Sep 1966 | Specification for gas - Operated relays | Product Specification | Indigenous
1217 | IS 3638:1966 | 30 Sep 1966 | Application guide for gas - Operated relays | Others | Indigenous
1218 | IS 3602:1966 | 31 Aug 1966 | Recommendations for the design of scales and indexes for indicating instruments for scales of 1 to 2 percent resolution | Others | Modified/Technically Equivalent
1219 | IS 3636:1966 | 31 Aug 1966 | Method of test for temperature coefficient of precision resistor wires | Methods of Tests | Modified/Technically Equivalent
1220 | IS 3599:1966 | 31 Jul 1966 | Method of measurement of cooling medium temperature for electrical apparatus | Methods of Tests | Modified/Technically Equivalent
1221 | IS 3635:1966 | 31 Jul 1966 | Methods of test for resistance of metallic electrical resistance material | Methods of Tests | Indigenous
1222 | IS 2584:1963 | 28 Feb 1964 | Method of test for electric strength of solid insulating materials at power frequencies | Methods of Tests | Indigenous
1223 | IS 2464:1963 | 30 Sep 1963 | Specification for built-up mica for electrical purposes | Product Specification | Modified/Technically Equivalent
1224 | IS 2448 (Part 1):1963 | 31 Aug 1963 | Specification for adhesive insucating tapes for electrical purposes: Part 1 tapes with cotton textile substrates | Product Specification | Modified/Technically Equivalent
1225 | IS 2259:1963 | 31 May 1963 | Methods of test for determination of insulation resistance of solid insulating materials | Methods of Tests | Modified/Technically Equivalent
1226 | IS 2262:1963 | 31 Mar 1963 | Specification for transformers for high voltage luminous discharge tubes | Product Specification | Modified/Technically Equivalent
1227 | IS 1885 (Part 1):1961 | 30 Jun 1962 | Electrotechnical vocabulary: Part 1 fundamental definitions | Terminology | Modified/Technically Equivalent
1228 | IS 10118 (Part 1):2018 |  | Black page | Code of Practice | Indigenous
1229 | IS 1146:1981 |  | Specification for rubber and plastics containers for lead - Acid storage batteries (Second Revision) | Product Specification | Indigenous
1230 | IS 11654 (Part 3/Sec 403):1989 |  | Specification for flexible insulating sleeving: Part 3 specifications for individual types of sleevings: Sec 403 glass textile sleeving with acrylic based coating - High breakdown strength | Product Specification | Modified/Technically Equivalent
1231 | IS 2026 (Part 4):1977 |  | Specification for power transformers: Part 4 terminal markings, tappings and connections (First Revision) | Dimensions | Modified/Technically Equivalent
1232 | IS 4249:1967 |  | Classification and methods of tests for non - Ignitable and self - Extinguishing properties of solid electrical insulating materials | Methods of Tests | Indigenous
1233 | IS 7538:1996 |  | Three - Phase squirrel cage induction motors for centrifugal pumps for agricultural application - Specification (First Revision) | Product Specification | Indigenous
1234 | IS 7572:1974 |  | Guide for testing single - Phase AC and universal motors | Terminology | Modified/Technically Equivalent
1235 | IS 9455:1980 |  | Classification of muscovite mica blocks, thins and films based on electrical properties | Others | Modified/Technically Equivalent
1236 | IS 9537 (Part 2):1981 |  | Specification for conduits for electrical installations: Part 2 rigid steel conduits | Product Specification | Modified/Technically Equivalent
1237 | SP 31:1986 |  | Treatment for electric shock | Methods of Tests | Indigenous
1238 | IS 4257 (Part 1):1981 |  | Dimensions for clamping arrangements for porcelain transformer bushings: Part 1 for 12 kV to 52 kV bushings (First Revision) | Dimensions | Modified/Technically Equivalent
1239 | IS 6659:1976 |  | Electronic Grade Ceramic Materials | Others | Indigenous
1240 | IS B2997:1964 |  | Specification for air circulator type electric fans and regulators | Product Specification | Indigenous
1241 | IS/IEC 61439 (Part 0):2014 |  | Low-Voltage Switchgear and Controlgear Assemblies Part 0 Guidance to Specifying Assemblies | Others | Identical under single numbering
1242 | IS 3961:2016 |  | Recommended Current Ratings for Cables Part 6 Crosslinked Polyethylene Insulated PVC Sheathed Cables | Code of Practice | Indigenous
1243 | IS/IEC 60071 (Part 4):2004 |  | Insulation Coordination Part 4 Computational Guide to Insulation Co-ordination and Modeling of Electrical Networks | Code of Practice | Identical under dual numbering
1244 | IS/ISO 50015:2014 |  | Energy management systems - Measurement and verification of energy performance of organizations - General principles and guidance | System Standard | Identical under single numbering
1245 | IS 16205 (Part 1):2017 |  | Conduit systems for cable management: Part 1 general requirements | Product Specification | Modified/Technically Equivalent
1246 | IS 16310:2017 |  | Insulating liquids - Test method for detection of potentially corrosive sulphur in used and unused insulating oil | Methods of Tests | Identical under dual numbering
1247 | IS 2026 (Part 19):2018 |  | Power Transformers Part 19 Rules for the Determination of Uncertainties in the Measurement of the Losses on Power Transformers and Reactors | Code of Practice | Identical under dual numbering
1248 | IS 8468 (Part 1):2018 |  | Tap - Changers Part 1 Performance Requirements and Test Methods (First Revision) | Product Specification | Identical under dual numbering
1249 | IS 16825:2018 |  | Secondary Cells and Batteries - Monitoring of Lead Acid Stationary Batteries - User Guide | Code of Practice | Identical under dual numbering
1250 | IS 16284:2018 |  | Secondary Cells and Batteries Containing Alkaline or Other Non - Acid Electrolytes - Sealed Nickel - Metal Hydride Prismatic Rechargeable Single Cells | Product Specification | Identical under dual numbering
1251 | IS 16336 (Part 3):2018 |  | Common Information Model (CIM) for Information Exchange in the Context of Electrical Utilities Part 3 Application Use Cases for System Operation | Code of Practice | Indigenous
1252 | IS 16785:2018 |  | Guide for Interpretation of Gases Generated in Natural Ester and Synthetic Ester- Immersed Transformers | Others | Identical under dual numbering
1253 | IS 15500 (Part 6):2021 |  | Deepwell Handpumps, Components and Secial Tools — Specification Part 6 Brass/Bonze or Stainless Steel Componenets | Product Specification | Indigenous